## BOQ2022
Item | Description | Unit | Qty | Rate | Amount
No. |  |  |  |  | US$ c
BILL NO.1
MAIN GUARD HOUSE
Drawing No. SADC/ELEC/4001A
LIGHTING SYSTEM
Supply, deliver, store, install, test and commission Distribution Boards, wires, Lighting installation, Ceiling fans, Small Power and Power Points, Fire Alarm System, Lightning Protection system, Security Alarm system, Lift & Internal Telephone and Data points.
DISTRIBUTION BOARDS AND EARTHING
Supply , deliver , store, install / erect , Distribution boards c/w all accessories , sheet metal frames, sub-frames,busbars, breakers, contactors, wiring etc as specified in specification & drawngs.
A | DB-G-H | No. | 1
B | Danger Notices as required by IEE Regulations | Item | 1
C | Earthing and Bonding to all Metal parts exposed/ concealed/ Sanitary / Stair Ballustrades/Trunking/ Light fittings/ Power Oultets/Sockets/Air-cons/Machines etc that are available while Testing, c/w Perforated Copper Bonding strip, M5 screws and nuts. | Item | 1
LIGHT FITTINGS
D | Supply, deliver, install, test and commission (energise for continuous period of 24 hours), Light fittings complete with lamps, specified controlgears,starters,ballasts, internal wiring etc.
E | Type-A luminaire -Surface Mounted, Aluminium Housing, Shock & | No. | 25
Pressure Proof Polycarbonate fitting
F | Type-H: Ø220mm x 19mm surface nounted downlighter with powder | No. | 9
coated aluminium downlighter
LIGHTING POINTS
G | Light Points wired in BE / GI conduits/ Metal Trunking as detailed in | No. | 34
schematic drawngs.
SWITCH POINT
Switch point DEVICE AND POINT wired with 1.5/2.5/4.0 mm. sq. wires in BE/GI conduits/Metal Trunking as detailed in drawngs.
H | 10Amps 1Gang 1Way switch | No. | 4
I | "DITTO" - 10Amps 1Gang 2Way switch | No. | 10
0
0
| Total This Page to Collection Page |  |  | 0 | 0
Item | Description | Unit | Qty | Rate | Amount
No. |  |  |  |  | US$ c
| BILL NO.1 |  |  | 0
0
| GUARD HOUSE |  |  | 0
| Drawing No. SADC/ELEC/4001A |  |  | 0
| FIRE ALARM SYSTEM |  |  | 0
| Supply, deliver, store , install and commission a fully Addressable fire |  |  | 0
| indicating alarm system including 25mm BE/GI conduit, trunking, |  |  | 0
| wiring of heat resistant cable PIRELLI / DELTA FIRETUFF 1.0 / 1.5 |  |  | 0
| or approved equivalent as specified and all other devices & t. |  |  | 0
accessories necessary to complete the installation. Installation to be
carried out by an approved specialis
A | Fire sounders device and point. | No. | 1
B | "DITTO" - Addressable Break Glass Units device and point. | No. | 1
C | "DITTO" - Addressable Smoke Detectors device and point. | No. | 8
D | "DITTO" - Addressable Heat Detectors device and point. | No. | 0
E | "DITTO" - Addressable sounder with intergated Visual Alarm Device as specified in the specifications | No. | 0
F | One Loop, standard enclosure Addressable Fire | No. | 1
Alarm Control panel and point with integral power supply batteries
and battery charging system, network interface unit etc. as specified
in the specifications, as Syncro AS by Kentec Electronics or
equivalent
0
G | Repeater Fire Alarm Control panel and point with integral power | No. | 0 |  | 0
| supply batteries and battery charging system, capable of |  |  | 0
communicating with fire alarm panel.
H | Allow for linking Fire Alarm Panel to Repeater panel and main control | Item | 1
panel for site-wide monitoring located in the control room.
I | Allow for linking Fire Alarm Panel to Air-conditiobing DB's to cut off | Item | 0
power in the event of fire.
J | Allow for commissioning and manuals for entire Fire Alarm system in | Item | 1
presence of the Consulting engineer, client's representative and
Town Council Representative.
TRUNKING
| Supply,deliver , store & Install Galvanised trunking c/w splices, |  |  | 0
| mushroom head screws, earth continuity bonding strips, bends, |  |  | 0
| elbows , metal covers for surface mounted on wall using P7 fisher |  |  | 0
| plugs 7mm wood screws etc. Hangers, threaded rods, purlin clamps |  |  | 0
| when suspended. |  |  | 0
K | "DITTO" - P2200 trunking with PVC Covers suspended from Purlins | m | 20
or roof as appropriate and secured adequately.
0
0
0
| Total This Page to Collection Page |  |  | 0 | 0
Item | Description | Unit | Qty | Rate | Amount
No. |  |  |  |  | US$ c
| BILL NO.1 |  |  | 0
0
| GUARD HOUSE |  |  | 0
| Drawing No. SADC/ELEC/4001B |  |  | 0
0
| SMALL POWER |  |  | 0
A | 16A Round Socket outlets device and point as detailed in the drgs. |  | 0 |  | 0
comprising of 2 Flush back boxes, coupling, 2male bushes, 2 * 16 A
sockets (on trunking)
B | 16A Round Socket outlets device and point as detailed in the drgs. | Nos. | 13
comprising of 2 Flush back boxes, coupling, 2male bushes, 2 * 16 A
sockets (on walls)
C | 16Amps TWIN switched socket outlet with shaved earth c/w point, | Nos. | 0
wiring 2.5mm, colour coded red for UPS supply
D | Metal body HAND DRIER as STIEBELTRON / WANDSWORTH or | No. | 2
approved equivalent model
F | 5Amps Wall flush round SO c/w 5A plug top mounted adjacent to | No. | 2
window extract fan c/w 1.5mm. Sq. wiring , conduits and accessories.
G | 20Amps DP switch with NEON Sign for FCU's c/w flush back box , wiring , point , device. | Nos. | 5
H | "DITTO" - 20Amps DP switch with NEON Sign for Fire Alarm panel. | No. | 1
I | "DITTO" - 20Amps DP switch for Data Panel | No. | 1
J | "DITTO" - 20Amps DP switch with NEON Sign for Water Heater | No. | 2
K | "DITTO" - 20Amps DP switch with NEON Sign for Hand Drier | No. | 2
L | "DITTO" - 30Amps TP Weatherproof isolator for HVAV Outdoor units | Item | 1
M | "DITTO" - 20Amps TP isolator for Lift | Item | 0
N | Allow for connection of fiire alarm panel, Security Alarm Panel, Data | Item | 1
Panel , PABX, Geysers, Hand Driers
0
0
0
0
0
0
0
| Total This Page to Collection Page |  |  | 0 | 0
Item | Description | Unit | Qty | Rate | Amount
No. |  |  |  |  | US$ c
| BILL NO.1 |  |  | 0
0
| GUARD HOUSE |  |  | 0
0
| Drawing No. SADC/ELEC/4001B |  |  | 0
0
TELEPHONE SYSTEM
A | Supply & Install 500mm x 500mm x 110mm Tel/Data DB recessed | No. | 1
in wall at 1250mm height. C/w architrave , back board and earth link
B | IEEE-CAT6 -RJ11 TELEPHONE device outlet installed on Power | No. | 1
Skirting c/w 2.5mm. Sq. draw wires from Tel cabinet to each
Telephone point.
C | IEEE-CAT6 -RJ45 DATA device outlet installed on Power Skirting | No. | 1
c/w 2.5mm. Sq. draw wires from data cabinet to each data point.
D | IEEE-CAT6 -RJ11 TELEPHONE device outlet installed on Walls | No. | 1
c/w 2.5mm. Sq. draw wires from Tel cabinet to each Telephone point
E | IEEE-CAT6 -RJ45 DATA device outlet installed on Walls c/w 2.5mm. | No. | 1
Sq. draw wires from data cabinet to each data point.
TRUNKING
F | Medium duty 150 x 38 mm cable tray to BS 1449-1.2:1991, hot-dip | m | 20
galvanised with admiralty pattern c/w all accessories such as
bends,tees, end caps, couplings, Supports, brackets etc
0
0
| Total This Page to Collection Page |  |  | 0 | 0
Item | Description | Unit | Qty | Rate | Amount
No. |  |  |  |  | US$ c
0
| BILL NO.1 |  |  | 0
0
| GUARD HOUSE |  |  | 0
| Drawing No. SADC/ELEC/4001C |  |  | 0
0
| LIGHTNING PROTECTION |  |  | 0
Supply, deliver, store, install, test and commission Lightning protection system as per BS6651 standards, installation to be carried out by an approved specialist.
A | Earthing pit comprising 70mm. Sq Green insulation housewire of | Nos. | 6
approx 5m in GI Pipe, Earthing Label , 2400mm long SABS earth
rod in an approved cast iron earth inspection pit and Copper Earth
Rod Clamp
B | TEST JOINTS installed at 500mm above floor level c/w 4X4 flush back box, 2* 70mm. Sq lugs, Earth Labels, White cover plate with sticker label. | Nos. | 6
C | 70mm. Sq House wire in 25mm. Sq. PVC conduit from Test Joint to Roof Sheets | m | 25
D | 70mm lug at end of house wire | Nos. | 12
E | Metallic cross bond of down conductor Lug to IBR roof sheeting | Nos. | 6
F | Allow for liaison with Lightning Protection specialist. | Item | 1
G | Test and commission the Lightning protection in the presence of consulting electrical engineer | Item | 1
BUILDING ENTRIES
H | Allow for liaison with the main contractor for installation of Sleeves for | Item | 1
Power, Telephone(BTC supplied ducts), Security, Data, and Fire
Alarm
Bill No.1 Collection
Total This Page
SubTotal 1
SubTotal 2
| SubTotal 3 |  |  | 0 | 0
| SubTotal 4 |  |  | 0 | 0
0
0
0
0
0
0
| Total GUARD HOUSE to Summary Page |  |  | 0 | 0
Item | Description | Unit | Qty | Rate | Amount
No. |  |  |  |  | US$ c
| BILL No. 2 |  |  | 0
| ADMINISTRATION BLOCK |  |  | 0
| Drawing No. SADC/ELEC/4002A & 4002B |  |  | 0
0
| Supply, deliver, store, install, test and commission Distribution Boards, wires, Lighting installation, Ceiling fans, Small Power and Power Points, Fire Alarm System, Lightning Protection system, Security Alarm system, Lift & Internal Telephone and Data points. |  |  | 0
0
| DISTRIBUTION BOARDS AND EARTHING |  |  | 0
Supply , deliver , store, install / erect , Distribution boards c/w all accessories , sheet metal frames, sub-frames,busbars, breakers, contactors, wiring etc as specified in specification & drawngs.
A | DB-ADMIN-G | No. | 1
B | DB-ADMIN-F | No. | 1
C | DB-ADMIN-AC--G | No. | 1
D | DB-ADMIN-AC--F | No. | 1
E | DB-UPS-G | No. | 1
F | DB-UPS-F | No. | 1
G | Danger Notices as required by IEE Regulations | Item | 1
H | Earthing and Bonding to all Metal parts exposed/ concealed/ Sanitary / Stair Ballustrades/Trunking/ Light fittings/ Power Oultets/Sockets/Air-cons/Machines etc that are available while Testing, c/w Perforated Copper Bonding strip, M5 screws and nuts. | Item | 1
LIGHTING SYSTEM
I | Supply, deliver, install, test and commission (energise for continuous period of 24 hours), Light fittings complete with lamps, specified controlgears,starters,ballasts, internal wiring etc.
J | Type-A luminaire -Surface Mounted, Aluminium Housing, Shock & | No. | 36
Pressure Proof Polycarbonate fitting
K | Type-B: Recessed, passive cooling, powder coated aluminium housed | No. | 113
downlighter
L | Type-D: Round Diffused 170 LED Downlighter, powder coated | No. | 157
aluminium downlighter
M | Type-E: Reccessed extruded aluminium 600MM linear LED light | No. | 97
N | Type-F: Reccessed, surface or suspended 600x600 panel with opal | No. | 161
diffuser
O | Type G: Surface mounted bulkhead, aluminium body, acryllic | No. | 36
diffuser, anti-corrosive powder coating
P | Type U:High pressure die cast aluminium base, high impact acryllic | No. | 25
diffuser IP65 LED bulkhead
0
0
| Total This Page to Collection Page |  |  | 0 | 0
Item | Description | Unit | Qty | Rate | Amount
No. |  |  |  |  | US$ c
0
0
| BILL No. 2 |  |  | 0
ADMINISTRATION BLOCK
Q | Type V: Self-contained LED single-sided EXIT SIGN, surface-mount, | No. | 30
3 Hours emmergency duration
LIGHTING POINTS
R | Light Points wired in BE / GI conduits/ Metal Trunking as detailed in | No. | 655
schematic drawngs.
SWITCH POINT
Switch point DEVICE AND POINT wired with 1.5/2.5/4.0 mm. sq. wires in BE/GI conduits/Metal Trunking as detailed in drawngs.
S | 10Amps 1Gang 1Way switch | No. | 77
U | "DITTO" - 10Amps 1Gang 2Way switch | No. | 66
V | "DITTO" - 10Amps 1Gang INTERMEDIATE switch | No. | 5
Z | "DITTO" - 10Amps. Photocell in a Polycarbonate W/proof bulkhead installed at roof level or wall c/w 1.5mm. Sq wiring | No. | 1
TRUNKING
AA | P9000 High level steel galvanised trunking system installed within | m | 550
the ceiling spaces c/w all clamps, fixings, 5A shuttered socket outlets with plug tops
0
0
| Total This Page to Collection Page |  |  | 0 | 0
Item | Description | Unit | Qty | Rate | Amount
No. |  |  |  |  | US$ c
0
| BILL No. 2 |  |  | 0
| ADMINISTRATION BLOCK |  |  | 0
| Drawing No. SADC/ELEC/4002A & 4002B |  |  | 0
| FIRE ALARM SYSTEM |  |  | 0
| Fully Addressable fire indicating alarm system including 25mm |  |  | 0
| BE/GI conduit, trunking,V wiring of heat resistant cable PIRELLI / |  |  | 0
| DELTA FIRETUFF 1.0 / 1.5 or approved equivalent as specified and |  |  | 0
all other devices & accessories necessary to complete the
installation. Installation to be carried out by an competent contractors
A | Fire bells device and point. | No. | 20
B | "DITTO" - Addressable Break Glass Units device and point. | No. | 20
C | "DITTO" - Addressable Smoke Detectors device and point. | No. | 122
F | Two Loop, dual aperture, standard enclosure Addressable Fire | No. | 1
Alarm Control panel and point with integral power supply batteries
and battery charging system, network interface unit etc. as specified
in the specifications, as TAKTIS 2 by BTS Fire or equivalent
G | Repeater Fire Alarm Control panel and point with integral power | No. | 1
supply batteries and battery charging system, capable of
communicating with fire alarm panel.
H | Allow for linking Fire Alarm Panel to Repeater panel and main control | Item | 1
panel for site-wide monitoring located in the control room.
I | Allow for linking Fire Alarm Panel to Air-conditiobing DB's to cut off | Item | 1
power in the event of fire.
J | Allow for commissioning and manuals for entire Fire Alarm system in | Item | 1
presence of the Consulting engineer, client's representative and
Town Council Representative.
TRUNKING
Supply,deliver , store & Install Galvanised trunking c/w splices,
mushroom head screws, earth continuity bonding strips, bends,
elbows , metal covers for surface mounted on wall using P7 fisher
plugs 7mm wood screws etc. Hangers, threaded rods, purlin clamps
when suspended.
K | "DITTO" - P2200 trunking with PVC Covers suspended from Purlins | m | 280
or roof as appropriate and secured adequately.
0
0
| Total This Page to Collection Page |  |  | 0 | 0
Item | Description | Unit | Qty | Rate | Amount
No. |  |  |  |  | US$ c
0
| BILL No. 2 |  |  | 0
| ADMINISTRATION BLOCK |  |  | 0
Drawing No. SADC/ELEC/4002C & 4002D
SMALL POWER
A | 16A Round Socket outlets device and point as detailed in the drgs. | Nos. | 98
comprising of 2 Flush back boxes, coupling, 2male bushes, 2 * 16 A
sockets (on trunking)
B | 16A Round Socket outlets device and point as detailed in the drgs. | Nos. | 98
comprising of 2 Flush back boxes, coupling, 2male bushes, 2 * 16 A
sockets (on walls)
C | 16Amps TWIN switched socket outlet with shaved earth c/w point, | Nos. | 34
wiring 2.5mm, colour coded red for UPS supply (on trunking)
D | 16Amps TWIN switched socket outlet with shaved earth c/w point, | Nos. | 47
wiring 2.5mm, colour coded red for UPS supply (on walls)
E | Metal body HAND DRIER as STIEBELTRON / WANDSWORTH or | No. | 12
approved equivalent model
F | Allow for the provision of sample hand drier for approval by the | No. | 1
engineer and architect
G | 5Amps Wall flush round SO c/w 5A plug top mounted adjacent to | No. | 8
window extract fan c/w 1.5mm. Sq. wiring , conduits and accessories.
H | 20Amps DP switch with NEON Sign for FCU's c/w flush back box , wiring , point , device. | Nos. | 63
I | "DITTO" - 20Amps DP switch with NEON Sign for Fire Alarm panel. | No. | 2
J | "DITTO" - 20Amps DP switch for Data Panel | No. | 1
K | "DITTO" - 20Amps DP switch with NEON Sign for Water Heater | No. | 2
L | "DITTO" - 20Amps DP switch with NEON Sign for Hand Drier | No. | 12
M | "DITTO" - 45Amps TP Weatherproof isolator for HVAV Outdoor units | Item | 4
N | "DITTO" - 20Amps TP isolator for Lift | Item | 1
O | Allow for connection to Fire alarm panel, Security Alarm Panel, Data | Item | 1
Panel , PABX, Geysers, Hand Driers
0
0
0
| Total This Page to Collection Page |  |  | 0 | 0
Item | Description | Unit | Qty | Rate | Amount
No. |  |  |  |  | US$ c
0
| BILL No. 2 |  |  | 0
| ADMINISTRATION BLOCK |  |  | 0
| Drawing No. SADC/ELEC/4002C & 4002D |  |  | 0
0
SMALL POWER
POWER SKIRTING
P | Three Compartment 2 Cover Power skirting c/w covers, elbows, end | m | 360
caps, internal external bends, wall flush back conduit boxes, PVC
grommets over conduit boxes, pop-rivettes on bonding strips
etc.installed on Floor level / Dado level installed on wall using P7
fisher plugs, 7mm wood screws etc.
0
0
0
0
0
0
0
0
0
0
0
0
0
0
0
0
0
0
0
0
0
0
0
0
0
0
0
0
0
0
0
0
0
| Total This Page to Collection Page |  |  | 0 | 0
Item | Description | Unit | Qty | Rate | Amount
No. |  |  |  |  | US$ c
0
| BILL No. 2 |  |  | 0
ADMINISTRATION BLOCK
Drawing No. SADC/ELEC/4002C & 4002D
TELEPHONE & TV SYSTEM
A | 1000mm x 1000mm x 110mm Tel DB recessed in wall at 1250mm height. C/w architrave , back board and earth link | No. | 1
B | IEEE-CAT6 -RJ11 TELEPHONE device outlet installed on Power | No. | 54
Skirting c/w 2.5mm. Sq. draw wires from Tel cabinet to each
Telephone point.
C | IEEE-CAT6 -RJ45 DATA device outlet installed on Power Skirting | No. | 54
c/w 2.5mm. Sq. draw wires from data cabinet to each data point.
D | IEEE-CAT6 -RJ11 TELEPHONE device outlet installed on Walls | No. | 19
c/w 2.5mm. Sq. draw wires from Tel cabinet to each Telephone point
E | IEEE-CAT6 -RJ45 DATA device outlet installed on Walls c/w 2.5mm. | No. | 19
Sq. draw wires from data cabinet to each data point.
TRUNKING
F | Medium duty 150 x 38 mm cable tray to BS 1449-1.2:1991, hot-dip | m | 185
galvanised with admiralty pattern c/w all accessories such as
bends,tees, end caps, couplings, Supports, brackets etc
G | TELEVISION OUTLETS : Supply, deliver, store, install co-axial TV | No. | 8
outlet c/w flush back box,2.5mm.sq. draw wire, 20mm BE conduit
from cable TV location point.
0
0
0
0
0
0
0
0
0
0
| Total This Page to Collection Page |  |  | 0 | 0
Item | Description | Unit | Qty | Rate | Amount
No. |  |  |  |  | US$ c
| BILL No. 2 |  |  | 0
| ADMINISTRATION BLOCK |  |  | 0
0
| Drawing No. SADC/ELEC/4002E |  |  | 0
0
| LIGHTNING PROTECTION |  |  | 0
0
| General |  |  | 0
| The supply and installation of lightning protection system shall be by |  |  | 0
| an approved specialist in lightning protection as a sub -contract |  |  | 0
| to the Electrical contractor. |  |  | 0
0
A | Soil Survey
| Execute Earth continuity and resistivity test on soil and submit a | Item | 1
B | written report to the Consulting Engineer
C | Air Termination
| 1000x16 mm air termination finial. | Nos. | 15
| 25 x 3mm copper tape sadled on roof top and bonded to down | m | 230
D | conductors.
E | Down Conductor
| Supply and install 70mm2 BCEW in PVC conduit recessed in wall | m | 200
and terminated at the test points
F | Ground Level Test Establish Flushdraw box, with cover at 700mm | No | 1
above ground for termination of the down conductor and earth
termination
G | 2400mm long 16mm Dia. copper earth electrode driven vertically | No | 1
into ground including an inspection chamber
H | Earth ring round the building consisting og 70mm Sq bare earth | m | 210
wire linking all the earth spikes.
I | Clean earth for the control rooms and server room. | Item | 1
J | Bonding of all steel work and metallic frames and piping to earthing system | Item | 1
K | Allow for attendance cost to the lightning installation specialist | Item | 1
TEST AND COMMISSION
L | Test and Commission the entire Lightning Protection installation to the | Item | 1
satisfaction on the Engineer and Client
0
| Total This Page to Collection Page |  |  | 0 | 0
Item | Description | Unit | Qty | Rate | Amount
No. |  |  |  |  | US$ c
0
| Bill No.2 Collection |  |  | 0
0
| SubTotal 1 |  |  | 0 | 0
| SubTotal 2 |  |  | 0 | 0
| SubTotal 3 |  |  | 0 | 0
| SubTotal 4 |  |  | 0 | 0
| SubTotal 5 |  |  | 0 | 0
| SubTotal 6 |  |  | 0 | 0
| SubTotal 7 |  |  | 0 | 0
0
0
0
0
0
0
0
0
0
0
0
0
0
0
0
0
0
0
0
0
0
0
0
0
0
0
0
0
0
0
0
0
0
0
0
0
0
0
0
0
0
0
0
| Total ADMINISTRATION BLOCK to Summary |  |  | 0 | 0
Item | Description | Unit | Qty | Rate | Amount
No. |  |  |  |  | US$ c
| BILL No. 5 |  |  | 0
| VEHICLE MAINTENANCE WORKSHOP |  |  | 0
| Drawing No. SADC/ELEC/4008A, 4008B |  |  | 0
0
| Supply, deliver, store, install, test and commission Distribution Boards, wires, Lighting installation, Ceiling fans, Small Power and Power Points, Fire Alarm System, Lightning Protection system, Security Alarm system, Lift & Internal Telephone and Data points. |  |  | 0
0
| DISTRIBUTION BOARDS AND EARTHING |  |  | 0
| Supply , deliver , store, install / erect , Distribution boards c/w all accessories , sheet metal frames, sub-frames,busbars, breakers, contactors, wiring etc as specified in specification & drawngs. |  |  | 0
A | DB-HPOST | No. | 1
B | Earthing and Bonding to all Metal parts exposed/ concealed/ Sanitary / Stair Ballustrades/Trunking/ Light fittings/ Power Oultets/Sockets/Air-cons/Machines etc that are available while Testing, c/w Perforated Copper Bonding strip, M5 screws and nuts. | Item | 1
| LIGHTING SYSTEM |  |  | 0
0
C | Supply, deliver, install, test and commission (energise for continuous period of 24 hours), Light fittings complete with lamps, specified controlgears,starters,ballasts, internal wiring etc. |  |  | 0
D | Type-A luminaire -Surface Mounted, Aluminium Housing, Shock & | No. | 48
Pressure Proof Polycarbonate
E | Type-B luminaire -Recessed, passive cooling, powder coated aluminium housed downlighter | No. | 24
F | Type-D luminaire -Round Diffused 170 LED Downlighter, powder | No. | 4
coated aluminium downlighter
G | Type F Luminaire-Surface Mounted (SM) Low Bay 64W | No. | 38
H | Type-H luminire-High pressure die cast aluminium base, high impact | No. | 12
acryllic diffuser IP65 LED bulkhead
diffuser
I | Type L: High pressure die cast aluminium base, high impact acryllic | No. | 43
diffuser IP65 LED bulkhead
M | Type V: Self-contained LED single-sided EXIT SIGN, surface-mount, | No. | 6
3 Hours emmergency duration
0
0
| Total This Page to Collection Page |  |  | 0 | 0
Item | Description | Unit | Qty | Rate | Amount
No. |  |  |  |  | US$ c
0
| BILL No. 5 |  |  | 0
| VEHICLE MAINTENANCE WORKSHOP |  |  | 0
0
| LIGHTING POINTS |  |  | 0
J | Light Points wired in BE / GI conduits/ Metal Trunking as detailed in | No. | 169
schematic drawngs.
SWITCH POINT
Switch point DEVICE AND POINT wired with 1.5/2.5/4.0 mm. sq. wires in BE/GI conduits/Metal Trunking as detailed in drawngs.
K | 10Amps 1Gang 1Way switch | No. | 22
L | "DITTO" - 10Amps 1Gang 2Way switch | No. | 10
TRUNKING
M | P9000 High level steel galvanised trunking system installed within | m | 450
the ceiling spaces c/w all clamps, fixings, 5A shuttered socket outlets with plug tops
0
0
0
0
0
0
0
0
0
0
0
0
0
0
0
0
0
0
0
0
0
0
0
0
0
0
0
0
0
0
0
| Total This Page to Collection Page |  |  | 0 | 0
Item | Description | Unit | Qty | Rate | Amount
No. |  |  |  |  | US$ c
0
| BILL No. 5 |  |  | 0
| VEHICLE MAINTENANCE WORKSHOP |  |  | 0
| Drawing No. SADC/ELEC/4008A, 4008B |  |  | 0
| FIRE ALARM SYSTEM |  |  | 0
| Supply, deliver, store , install and commission a fully Addressable fire |  |  | 0
| indicating alarm system including 25mm BE/GI conduit, trunking, |  |  | 0
| wiring of heat resistant cable PIRELLI / DELTA FIRETUFF 1.0 / 1.5 |  |  | 0
| or approved equivalent as specified and all other devices & t. |  |  | 0
| accessories necessary to complete the installation. Installation to be |  |  | 0
carried out by an approved specialis
A | Fire bells device and point. | No. | 8
B | "DITTO" - Addressable Break Glass Units device and point. | No. | 8
C | "DITTO" - Addressable Smoke Detectors device and point. | No. | 44
D | One Loop, standard enclosure Addressable Fire | No. | 1
Alarm Control panel and point with integral power supply batteries
and battery charging system, network interface unit etc. as specified
in the specifications, as Syncro AS by Kentec Electronics or
equivalent
E | Allow for linking Fire Alarm Panel to Repeater panel and main control | Item | 1
panel for site-wide monitoring located in the control room.
F | Allow for commissioning and manuals for entire Fire Alarm system in | Item | 1
presence of the Consulting engineer, client's representative and
| Town Council Representative. |  |  | 0
0
| TRUNKING |  |  | 0
| Supply,deliver , store & Install Galvanised trunking c/w splices, |  |  | 0
| mushroom head screws, earth continuity bonding strips, bends, |  |  | 0
| elbows , metal covers for surface mounted on wall using P7 fisher |  |  | 0
plugs 7mm wood screws etc. Hangers, threaded rods, purlin clamps
when suspended.
G | "DITTO" - P2200 trunking with PVC Covers suspended from Purlins | m | 325
or roof as appropriate and secured adequately.
0
0
0
0
0
0
0
0
0
| Total This Page to Collection Page |  |  | 0 | 0
Item | Description | Unit | Qty | Rate | Amount
No. |  |  |  |  | US$ c
0
| BILL No. 5 |  |  | 0
| VEHICLE MAINTENANCE WORKSHOP |  |  | 0
| Drawing No. SADC/ELEC/4008C, 4008D |  |  | 0
0
| SMALL POWER |  |  | 0
A | 16A Round Socket outlets device and point as detailed in the drgs. | Nos. | 68
comprising of 2 Flush back boxes, coupling, 2male bushes, 2 * 16 A
sockets (on walls)
B | Metal body HAND DRIER as STIEBELTRON / WANDSWORTH or | No. | 4
approved equivalent model
C | 5Amps Wall flush round SO c/w 5A plug top mounted adjacent to | No. | 10
window extract fan c/w 1.5mm. Sq. wiring , conduits and accessories.
D | 20Amps DP switch with NEON Sign for FCU's c/w flush back box , wiring , point , device. | Nos. | 10
E | "DITTO" - 20Amps DP switch with NEON Sign for Fire Alarm panel. | No. | 1
F | "DITTO" - 20Amps DP switch for Data Panel | No. | 1
G | "DITTO" - 20Amps DP switch with NEON Sign for Water Heater | No. | 2
H | "DITTO" - 20Amps DP switch with NEON Sign for Hand Drier | No. | 4
I | "DITTO" - 30 Amps TP Weatherproof isolator for HVAV Outdoor units | Item | 2
J | "DITTO" - 30 Amps TP Weatherproof isolator for Compressor | Item | 2
K | Allow for connection of Fire alarm panel, Data Panel ,PABX, Geysers | Item | 1
, Hand Driers etc
0
0
0
0
0
0
0
0
0
0
0
0
0
0
0
0
0
0
| Total This Page to Collection Page |  |  | 0 | 0
Item | Description | Unit | Qty | Rate | Amount
No. |  |  |  |  | US$ c
0
| BILL No. 5 |  |  | 0
| VEHICLE MAINTENANCE WORKSHOP |  |  | 0
0
Drawing No. SADC/ELEC/4008C, 4008D
TELEPHONE SYSTEM
A | Supply & Install 500mm x 500mm x 110mm telephone DB | No. | 1
recessed in wall at 1250mm height. C/w architrave & back board and
earth link
B | IEEE-CAT6 -RJ11 TELEPHONE device outlet installed on Walls | No. | 16
c/w 2.5mm. Sq. draw wires from Tel cabinet to each Telephone point
C | IEEE-CAT6 -RJ45 DATA device outlet installed on Walls c/w 2.5mm. | No. | 16
Sq. draw wires from data cabinet to each data point.
TRUNKING
D | Medium duty 150 x 38 mm cable tray to BS 1449-1.2:1991, hot-dip galvanised with admiralty pattern c/w all accessories such as bends,tees, end caps, couplings, Supports, brackets etc | m | 80
0
0
0
0
0
0
0
0
0
0
0
0
0
0
0
0
0
0
0
0
0
0
0
0
0
0
0
0
0
| Total This Page to Collection Page |  |  | 0 | 0
Item | Description | Unit | Qty | Rate | Amount
No. |  |  |  |  | US$ c
0
| BILL No. 5 |  |  | 0
0
| VEHICLE MAINTENANCE WORKSHOP |  |  | 0
0
| Drawing No. SADC/ELEC/4008E |  |  | 0
0
| LIGHTNING PROTECTION |  |  | 0
0
| Supply, deliver, store, install, test and commission Lightning protection system as per BS6651 standards, installation to be carried out by an approved specialist. |  |  | 0
0
| General |  |  | 0
| The supply and installation of lightning protection system shall be by |  |  | 0
| an approved specialist in lightning protection as a sub -contract |  |  | 0
| to the Electrical contractor. |  |  | 0
0
A | Soil Survey
| Execute Earth continuity and resistivity test on soil and submit a | Item | 1
B | written report to the Consulting Engineer
C | Air Termination
| 1000x16 mm air termination finial. | Nos. | 8
| 25 x 3mm copper tape sadled on roof top and bonded to down | m | 155
D | conductors.
E | Down Conductor
| Supply and install 70mm2 BCEW in PVC conduit recessed in wall | m | 40
and terminated at the test points
F | Ground Level Test Establish Flushdraw box, with cover at 700mm | No | 4
above ground for termination of the down conductor and earth
termination
G | 2400mm long 16mm Dia. copper earth electrode driven vertically | No | 4
into ground including an inspection chamber
H | Clean earth for the control rooms and server room. | Item | 1
I | Bonding of all steel work and metallic frames and piping to earthing system | Item | 1
J | Allow for attendance cost to the lightning installation specialist | Item | 1
TEST AND COMMISSION
K | Test and Commission the entire Lightning Protection installation to the | Item | 1
satisfaction on the Engineer and Client
0
0
0
| Total This Page to Collection Page |  |  | 0 | 0
Item | Description | Unit | Qty | Rate | Amount
No. |  |  |  |  | US$ c
0
| Bill No. 5 Collection |  |  | 0
0
| SubTotal 1 |  |  | 0 | 0
| SubTotal 2 |  |  | 0 | 0
| SubTotal 3 |  |  | 0 | 0
| SubTotal 4 |  |  | 0 | 0
| SubTotal 5 |  |  | 0 | 0
| SubTotal 6 |  |  | 0 | 0
0
0
0
0
0
0
0
0
0
0
0
0
0
0
0
0
0
0
0
0
0
0
0
0
0
0
0
0
0
0
0
0
0
0
0
0
0
0
0
0
0
0
0
| Total VEHICLE MAINTENANCE to Summary Page |  |  | 0 | 0
Item | Description | Unit | Qty | Rate | Amount
No. |  |  |  |  | US$ c
| BILL No. 7 |  |  | 0
0
| FUEL POINT |  |  | 0
0
| Drawing No. SADC/ELEC/40010A |  |  | 0
0
| DISTRIBUTION BOARDS AND EARTHING |  |  | 0
| Supply , deliver , store, install / erect , Distribution boards c/w all accessories , sheet metal frames, sub-frames,busbars, breakers, contactors, wiring etc as specified in specification & drawngs. |  |  | 0
A | DB-FP | No. | 1
B | Earthing and Bonding to all Metal parts exposed/ concealed/ Sanitary / Stair Ballustrades/Trunking/ Light fittings/ Power Oultets/Sockets/Air-cons/Machines etc that are available while Testing, c/w Perforated Copper Bonding strip, M5 screws and nuts. | Item | 1
LIGHTING SYSTEM
Supply, deliver, install, test and commission (energise for continuous period of 24 hours), Light fittings complete with lamps, specified controlgears,starters,ballasts, internal wiring etc.
0
C | Type-A luminaire -Surface Mounted, Aluminium Housing, Shock & | No. | 6
Pressure Proof Polycarbonate
D | Type-F luminaire -Reccessed, surface or suspended 600x600 panel | No. | 6
with opal diffuser
E | Type-G luminire-Surface mounted bulkhead, aluminium body, acryllic | No. | 3
diffuser, anti-corrosive powder coating
F | Type-H luminire-Ø220mm x 19mm surface nounted downlighter with | No. | 4
powder coated aluminium
G | Type-O luminire-Type U:LED lowbay/highbay with Marine grade high-r | No. | 8
pressure die-cast aluminium body & high impact
polycarbonate protector
H | Type V: Self-contained LED single-sided EXIT SIGN, surface-mount, | No. | 2
3 Hours emmergency duration
0
0
0
0
0
0
0
0
| Total This Page to Collection Page |  |  | 0 | 0
Item | Description | Unit | Qty | Rate | Amount
No. |  |  |  |  | US$ c
0
| BILL No. 7 |  |  | 0
| FUEL POINT |  |  | 0
0
| LIGHTING POINTS |  |  | 0
H | Light Points wired in BE / GI conduits/ Metal Trunking as detailed in | No. | 27
schematic drawngs.
SWITCH POINT
Switch point DEVICE AND POINT wired with 1.5/2.5/4.0 mm. sq. wires in BE/GI conduits/Metal Trunking as detailed in drawngs.
I | 10Amps 1Gang 1Way switch | No. | 7
J | "DITTO" - 10Amps 1Gang 2Way switch | No. | 4
TRUNKING
K | P9000 High level steel galvanised trunking system installed within | m | 42
the ceiling spaces c/w all clamps, fixings, 5A shuttered socket outlets with plug tops
0
0
0
0
0
0
0
0
0
0
0
0
0
0
0
0
0
0
0
0
0
0
0
0
0
0
0
0
0
0
0
0
| Total This Page to Collection Page |  |  | 0 | 0
Item | Description | Unit | Qty | Rate | Amount
No. |  |  |  |  | US$ c
0
| BILL No. 7 |  |  | 0
| FUEL POINT |  |  | 0
| Drawing No. SADC/ELEC/40010A |  |  | 0
| FIRE ALARM SYSTEM |  |  | 0
| Fully Addressable fire indicating alarm system including 25mm |  |  | 0
| BE/GI conduit, trunking,V wiring of heat resistant cable PIRELLI / |  |  | 0
| DELTA FIRETUFF 1.0 / 1.5 or approved equivalent as specified and |  |  | 0
| all other devices & accessories necessary to complete the |  |  | 0
installation. Installation to be carried out by an competent contractors
A | "DITTO" - Addressable Smoke Detectors device and point. | No. | 1
B | One Loop, standard enclosure Addressable Fire | No. | 1
Alarm Control panel and point with integral power supply batteries
and battery charging system, network interface unit etc. as specified
in the specifications, as Syncro AS by Kentec Electronics or
equivalent
C | Allow for linking Fire Alarm Panel to main control panel for site-wide | Item | 1
monitoring located in the control room.
D | Allow for commissioning and manuals for entire Fire Alarm system in | Item | 1
presence of the Consulting engineer, client's representative and
Town Council Representative.
0
| TRUNKING |  |  | 0
| Supply,deliver , store & Install Galvanised trunking c/w splices, |  |  | 0
| mushroom head screws, earth continuity bonding strips, bends, |  |  | 0
elbows , metal covers for surface mounted on wall using P7 fisher
plugs 7mm wood screws etc. Hangers, threaded rods, purlin clamps
when suspended.
E | "DITTO" - P2200 trunking with PVC Covers suspended from Purlins | m | 20
or roof as appropriate and secured adequately.
0
0
0
0
0
0
0
0
0
0
0
0
0
0
0
| Total This Page to Collection Page |  |  | 0 | 0
Item | Description | Unit | Qty | Rate | Amount
No. |  |  |  |  | US$ c
0
| BILL No. 7 |  |  | 0
| FUEL POINT |  |  | 0
| Drawing No. SADC/ELEC/40010B |  |  | 0
0
SMALL POWER
A | 16A Round Socket outlets device and point as detailed in the drgs. | Nos. | 11
comprising of 2 Flush back boxes, coupling, 2male bushes, 2 * 16 A
sockets (on walls)
B | Metal body HAND DRIER as STIEBELTRON / WANDSWORTH or | No. | 2
approved equivalent model
C | 5Amps Wall flush round SO c/w 5A plug top mounted adjacent to | No. | 4
window extract fan c/w 1.5mm. Sq. wiring , conduits and accessories.
D | 20Amps DP switch with NEON Sign for FCU's c/w flush back box , wiring , point , device. | Nos. | 2
E | "DITTO" - 20Amps DP switch with NEON Sign for Fire Alarm panel. | No. | 1
F | "DITTO" - 20Amps DP switch for Data Panel | No. | 1
G | "DITTO" - 20Amps DP switch with NEON Sign for Water Heater | No. | 1
H | "DITTO" - 20Amps DP switch with NEON Sign for Hand Drier | No. | 2
I | "DITTO" - 20 Amps TP Weatherproof isolator for HVAV Outdoor units | Item | 2
J | "DITTO" - 20 Amps TP Weatherproof isolator for Compressor | Item | 2
J | Allow for connection of Fire alarm panel, Data Panel ,PABX, Geysers | Item | 1
, Hand Driers etc
0
0
0
0
0
0
0
0
0
0
0
0
0
0
0
| Total This Page to Collection Page |  |  | 0 | 0
Item | Description | Unit | Qty | Rate | Amount
No. |  |  |  |  | US$ c
0
| BILL No. 7 |  |  | 0
0
| FUEL POINT |  |  | 0
0
| Drawing No. SADC/ELEC/4009B |  |  | 0
0
TELEPHONE SYSTEM
A | Supply & Install 500mm x 500mm x 110mm telephone DB | No. | 1
recessed in wall at 1250mm height. C/w architrave & back board and
earth link
B | IEEE-CAT6 -RJ11 TELEPHONE device outlet installed on Walls | No. | 2
c/w 2.5mm. Sq. draw wires from Tel cabinet to each Telephone point
C | IEEE-CAT6 -RJ45 DATA device outlet installed on Walls c/w 2.5mm. | No. | 2
Sq. draw wires from data cabinet to each data point.
TRUNKING/ TRAYS
D | Medium duty 150 x 38 mm cable tray to BS 1449-1.2:1991, hot-dip galvanised with admiralty pattern c/w all accessories such as bends,tees, end caps, couplings, Supports, brackets etc | m | 20
0
0
0
0
0
0
0
0
0
0
0
0
0
0
0
0
0
0
0
0
0
0
0
0
0
0
0
| Total This Page to Collection Page |  |  | 0 | 0
Item | Description | Unit | Qty | Rate | Amount
No. |  |  |  |  | US$ c
0
| BILL No. 7 |  |  | 0
0
| FUEL POINT |  |  | 0
| Drawing No. SADC/ELEC/40010C |  |  | 0
| LIGHTNING PROTECTION |  |  | 0
0
| Supply, deliver, store, install, test and commission Lightning protection system as per BS6651 standards, installation to be carried out by an approved specialist. |  |  | 0
0
| General |  |  | 0
| The supply and installation of lightning protection system shall be by |  |  | 0
| an approved specialist in lightning protection as a sub -contract |  |  | 0
| to the Electrical contractor. |  |  | 0
0
Soil Survey
A | Execute Earth continuity and resistivity test on soil and submit a | Item | 1
written report to the Consulting Engineer
Air Termination
B | 1000x16 mm air termination finial. | Nos. | 6
C | 25 x 3mm copper tape sadled on roof top and bonded to down | m | 65
conductors.
Down Conductor
D | Supply and install 70mm2 BCEW in PVC conduit recessed in wall | m | 20
and terminated at the test points
E | Ground Level Test Establish Flushdraw box, with cover at 700mm | No | 4
above ground for termination of the down conductor and earth
termination
F | 2400mm long 16mm Dia. copper earth electrode driven vertically | No | 4
into ground including an inspection chamber
G | Bonding of all steel work and metallic frames and piping to earthing system | Item | 1
H | Allow for attendance cost to the lightning installation specialist | Item | 1
TEST AND COMMISSION
I | Test and Commission the entire Lightning Protection installation to the | Item | 1
satisfaction on the Engineer and Client
0
0
0
| Total This Page to Collection Page |  |  | 0 | 0
Item | Description | Unit | Qty | Rate | Amount
No. |  |  |  |  | US$ c
0
| Bill No.7 Collection |  |  | 0
0
| SubTotal 1 |  |  | 0 | 0
| SubTotal 2 |  |  | 0 | 0
| SubTotal 3 |  |  | 0 | 0
| SubTotal 4 |  |  | 0 | 0
| SubTotal 5 |  |  | 0 | 0
| SubTotal 6 |  |  | 0 | 0
0
0
0
0
0
0
0
0
0
0
0
0
0
0
0
0
0
0
0
0
0
0
0
0
0
0
0
0
0
0
0
0
0
0
0
0
0
0
0
0
0
0
0
| Total FUEL POINT to Summary Page |  |  | 0 | 0
Item | Description | Unit | Qty | Rate | Amount
No. |  |  |  |  | US$ c
| BILL No. 9 |  |  | 0
| KITCHEN & DINING |  |  | 0
| Drawing No. SADC/ELEC/40012A |  |  | 0
0
| DISTRIBUTION BOARDS AND EARTHING |  |  | 0
Supply , deliver , store, install / erect , Distribution boards c/w all accessories , sheet metal frames, sub-frames,busbars, breakers, contactors, wiring etc as specified in specification & drawngs.
A | DB-ARMOURY | No. | 1
B | Earthing and Bonding to all Metal parts exposed/ concealed/ Sanitary / Stair Ballustrades/Trunking/ Light fittings/ Power Oultets/Sockets/Air-cons/Machines etc that are available while Testing, c/w Perforated Copper Bonding strip, M5 screws and nuts. | Item | 1
LIGHTING SYSTEM
C | Supply, deliver, install, test and commission (energise for continuous period of 24 hours), Light fittings complete with lamps, specified controlgears,starters,ballasts, internal wiring etc.
D | Type-A luminaire -Surface Mounted, Aluminium Housing, Shock & | No. | 50
Pressure Proof Polycarbonate
0
E | Type-B luminaire -Recessed, passive cooling, powder coated aluminium housed downlighter | No. | 59
F | Type-G luminire-Surface mounted bulkhead, aluminium body, acryllic | No. | 4
diffuser, anti-corrosive powder coating
G | Type-I luminaire -Explosion proof, Injection molded polycarbonate | No. | 8
body, lens with internal prism
H | Type-K luminire-Surface mounted linear LED fitting with 45,90 and 180 | No. | 143
degree connectors, 1700x100x88mm
I | Angle/straight connector for Type K light fitting | No | 130
J | Type-U luminire-High pressure die cast aluminium base, high impact | No | 32
acryllic diffuser IP65 LED bulkhead
H | Type V: Self-contained LED single-sided EXIT SIGN, surface-mount, | No. | 12
3 Hours emmergency duration
LIGHTING POINTS
L | Light Points wired in BE / GI conduits/ Metal Trunking as detailed in | No. | 394
| schematic drawngs. |  |  | 0
0
0
| Total This Page to Collection Page |  |  | 0 | 0
Item | Description | Unit | Qty | Rate | Amount
No. |  |  |  |  | US$ c
0
0
| BILL No. 9 |  |  | 0
| KITCHEN & DINING |  |  | 0
0
| SWITCH POINT |  |  | 0
Switch point DEVICE AND POINT wired with 1.5/2.5/4.0 mm. sq. wires in BE/GI conduits/Metal Trunking as detailed in drawngs.
M | 10Amps 1Gang 1Way switch | No. | 29
N | "DITTO" - 10Amps 2Gang 1Way switch | No. | 4
O | "DITTO" - 10Amps 1Gang 2Way switch | No. | 19
P | "DITTO" - 10Amps 1Gang INTERMEDIATE switch | No. | 2
Q | "DITTO" - 10Amps. Photocell in a Polycarbonate W/proof bulkhead installed at roof level or wall c/w 1.5mm. Sq wiring | No. | 2
TRUNKING
R | P9000 High level steel galvanised trunking system installed within | m | 140
the ceiling spaces c/w all clamps, fixings, 5A shuttered socket outlets with plug tops
0
0
0
0
0
0
0
0
0
0
0
0
0
0
0
0
0
0
0
0
0
0
0
0
0
0
0
0
0
0
| Total This Page to Collection Page |  |  | 0 | 0
Item | Description | Unit | Qty | Rate | Amount
No. |  |  |  |  | US$ c
0
| BILL No. 9 |  |  | 0
| KITCHEN & DINING |  |  | 0
| Drawing No. SADC/ELEC/40012A |  |  | 0
| FIRE ALARM SYSTEM |  |  | 0
| Supply, deliver, store , install and commission a fully Addressable fire |  |  | 0
| indicating alarm system including 25mm BE/GI conduit, trunking, |  |  | 0
| wiring of heat resistant cable PIRELLI / DELTA FIRETUFF 1.0 / 1.5 |  |  | 0
| or approved equivalent as specified and all other devices & t. |  |  | 0
| accessories necessary to complete the installation. Installation to be |  |  | 0
carried out by an approved specialis
A | Fire bells device and point. | No. | 10
B | "DITTO" - Addressable Break Glass Units device and point. | No. | 10
C | "DITTO" - Addressable Smoke Detectors device and point. | No. | 29
D | Two Loop, dual aperture, standard enclosure Addressable Fire | No. | 1
Alarm Control panel and point with integral power supply batteries
and battery charging system, network interface unit etc. as specified
in the specifications, as TAKTIS 2 by BTS Fire or equivalent
E | Allow for linking Fire Alarm Panel to main control panel for site-wide | Item | 1
monitoring located in the control room.
F | Allow for linking Fire Alarm Panel to Air-conditiobing DB's to cut off | Item | 1
power in the event of fire.
G | Allow for commissioning and manuals for entire Fire Alarm system in | Item | 1
presence of the Consulting engineer, client's representative and
Town Council Representative.
TRUNKING
Supply,deliver , store & Install Galvanised trunking c/w splices,
mushroom head screws, earth continuity bonding strips, bends,
elbows , metal covers for surface mounted on wall using P7 fisher
plugs 7mm wood screws etc. Hangers, threaded rods, purlin clamps
when suspended.
H | "DITTO" - P2200 trunking with PVC Covers suspended from Purlins | m | 260
or roof as appropriate and secured adequately.
0
0
0
0
0
0
| Total This Page to Collection Page |  |  | 0 | 0
Item | Description | Unit | Qty | Rate | Amount
No. |  |  |  |  | US$ c
0
| BILL No. 9 |  |  | 0
| KITCHEN & DINING |  |  | 0
| Drawing No. SADC/ELEC/40012B |  |  | 0
0
SMALL POWER
A | 16A Round Socket outlets device and point as detailed in the drgs. | Nos. | 63
comprising of 2 Flush back boxes, coupling, 2male bushes, 2 * 16 A
sockets (on walls)
B | Metal body HAND DRIER as STIEBELTRON / WANDSWORTH or | No. | 8
approved equivalent model
C | 5Amps Wall flush round SO c/w 5A plug top mounted adjacent to | No. | 12
window extract fan c/w 1.5mm. Sq. wiring , conduits and accessories.
D | 20Amps DP switch with NEON Sign for FCU's c/w flush back box , wiring , point , device. | Nos. | 13
E | "DITTO" - 20Amps DP switch with NEON Sign for Fire Alarm panel. | No. | 1
F | "DITTO" - 20Amps DP switch for Data Panel | No. | 1
G | "DITTO" - 20Amps DP switch with NEON Sign for Water Heater | No. | 2
H | "DITTO" - 20Amps DP switch with NEON Sign for Hand Drier | No. | 8
I | "DITTO" - 60Amps TP Weatherproof isolator for HVAV Outdoor units | Item | 2
J | "DITTO" - 100Amps TP Weatherproof isolator for HVAV Outdoor | Item | 4
units
L | "DITTO" - 20Amps SP isolator for coldrooms | Item | 3
M | "DITTO" - 20Amps TP isolator for Baine marie | Item | 4
N | "DITTO" - 40Amps TP isolator for dishwasher | Item | 1
O | "DITTO" - 40Amps TP isolator for plate driers | Item | 8
P | "DITTO" - 50Amps TP isolator for Frying Pan | Item | 2
Q | "DITTO" - 60Amps TP isolator for boiling pot | Item | 2
R | "DITTO" - 100Amps TP isolator for rack advancing dish washer | Item | 1
S | "DITTO" - 75Amps TP isolator for chip fryer | Item | 4
0
0
0
| Total This Page to Collection Page |  |  | 0 | 0
Item | Description | Unit | Qty | Rate | Amount
No. |  |  |  |  | US$ c
0
| BILL No. 9 |  |  | 0
| KITCHEN & DINING |  |  | 0
| Drawing No. SADC/ELEC/40012B |  |  | 0
0
| SMALL POWER |  |  | 0
T | "DITTO" - 120Amps TP isolator for Baking oven | Item | 1
U | "DITTO" - 150Amps TP isolator for conventional oven | Item | 2
V | Allow for connection of Fire alarm panel, Data Panel , Geysers | Item | 1
, Hand Driers and kitchen equipment
0
0
0
0
0
0
0
0
0
0
0
0
0
0
0
0
0
0
0
0
0
0
0
0
0
0
0
0
0
0
0
0
0
0
0
0
0
0
| Total This Page to Collection Page |  |  | 0 | 0
Item | Description | Unit | Qty | Rate | Amount
No. |  |  |  |  | US$ c
0
| BILL No. 9 |  |  | 0
0
| KITCHEN & DINING |  |  | 0
0
| Drawing No. SADC/ELEC/40012B |  |  | 0
0
TELEPHONE SYSTEM
A | Supply & Install 500mm x 500mm x 110mm telephone DB | No. | 1
recessed in wall at 1250mm height. C/w architrave & back board and
earth link
B | IEEE-CAT6 -RJ11 TELEPHONE device outlet installed on Walls | No. | 2
c/w 2.5mm. Sq. draw wires from Tel cabinet to each Telephone point
C | IEEE-CAT6 -RJ45 DATA device outlet installed on Walls c/w 2.5mm. | No. | 2
Sq. draw wires from data cabinet to each data point.
TRUNKING/ TRAYS
D | Medium duty 150 x 38 mm cable tray to BS 1449-1.2:1991, hot-dip galvanised with admiralty pattern c/w all accessories such as bends,tees, end caps, couplings, Supports, brackets etc | m | 20
0
0
0
0
0
0
0
0
0
0
0
0
0
0
0
0
0
0
0
0
0
0
0
0
0
0
0
0
0
| Total This Page to Collection Page |  |  | 0 | 0
Item | Description | Unit | Qty | Rate | Amount
No. |  |  |  |  | US$ c
| BILL No. 9 |  |  | 0
0
| KITCHEN & DINING |  |  | 0
| Drawing No. SADC/ELEC/40012C |  |  | 0
0
| LIGHTNING PROTECTION |  |  | 0
0
| Supply, deliver, store, install, test and commission Lightning protection system as per BS6651 standards, installation to be carried out by an approved specialist. |  |  | 0
0
| General |  |  | 0
The supply and installation of lightning protection system shall be by
an approved specialist in lightning protection as a sub -contract
to the Electrical contractor.
Soil Survey
A | Execute Earth continuity and resistivity test on soil and submit a | Item | 1
written report to the Consulting Engineer
Air Termination
B | 1000x16 mm air termination finial. | Nos. | 6
C | 25 x 3mm copper tape sadled on roof top and bonded to down | m | 240
conductors.
Down Conductor
D | Supply and install 70mm2 BCEW in PVC conduit recessed in wall | m | 60
and terminated at the test points
E | Ground Level Test Establish Flushdraw box, with cover at 700mm | No | 12
above ground for termination of the down conductor and earth
termination
F | 2400mm long 16mm Dia. copper earth electrode driven vertically | No | 12
into ground including an inspection chamber
G | Bonding of all steel work and metallic frames and piping to earthing system | Item | 1
H | Allow for attendance cost to the lightning installation specialist | Item | 1
TEST AND COMMISSION
I | Test and Commission the entire Lightning Protection installation to the | Item | 1
satisfaction on the Engineer and Client
0
0
0
0
0
| Total This Page to Collection Page |  |  | 0 | 0
Item | Description | Unit | Qty | Rate | Amount
No. |  |  |  |  | US$ c
0
| Bill No.9 Collection |  |  | 0
0
| SubTotal 1 |  |  | 0 | 0
| SubTotal 2 |  |  | 0 | 0
| SubTotal 3 |  |  | 0 | 0
| SubTotal 4 |  |  | 0 | 0
| SubTotal 5 |  |  | 0 | 0
| SubTotal 6 |  |  | 0 | 0
|  |  |  | 0 | 0
0
0
0
0
0
0
0
0
0
0
0
0
0
0
0
0
0
0
0
0
0
0
0
0
0
0
0
0
0
0
0
0
0
0
0
0
0
0
0
0
0
0
| Total KITCHEN & DINING to Summary Page |  |  | 0 | 0
Item | Description | Unit | Qty | Rate | Amount
No. |  |  |  |  | US$ c
| BILL No. 10 |  |  | 0
| WAREHOUSE |  |  | 0
| Drawing No. SADC/ELEC/4014A |  |  | 0
| DISTRIBUTION BOARDS AND EARTHING |  |  | 0
Supply , deliver , store, install / erect , Distribution boards c/w all accessories , sheet metal frames, sub-frames,busbars, breakers, contactors, wiring etc as specified in specification & drawngs.
A | DB-WH1-G | No. | 4
B | DB-WH1-F | No. | 4
C | Earthing and Bonding to all Metal parts exposed/ concealed/ Sanitary / Stair Ballustrades/Trunking/ Light fittings/ Power Oultets/Sockets/Air-cons/Machines etc that are available while Testing, c/w Perforated Copper Bonding strip, M5 screws and nuts. | Item | 1
LIGHTING SYSTEM
Supply, deliver, install, test and commission (energise for continuous period of 24 hours), Light fittings complete with lamps, specified controlgears,starters,ballasts, internal wiring etc.
E | Type-A luminaire -Surface Mounted, Aluminium Housing, Shock & | No. | 4
| Pressure Proof Polycarbonate |  |  | 0
F | Type-B luminaire -Recessed, passive cooling, powder coated aluminium housed downlighter | No. | 64
G | Type-G luminire-Surface mounted bulkhead, aluminium body, acryllic | No. | 2
diffuser, anti-corrosive powder coating
H | Type C Luminaire-Surface Mounted (SM) Low Bay 64W | No. | 50
I | Type-F luminaire -Reccessed, surface or suspended 600x600 panel | No. | 12
with opal diffuser
H | Type V: Self-contained LED single-sided EXIT SIGN, surface-mount, | No. | 4
3 Hours emmergency duration
LIGHTING POINTS
J | Light Points wired in BE / GI conduits/ Metal Trunking as detailed in | No. | 128
schematic drawngs.
SWITCH POINT
Switch point DEVICE AND POINT wired with 1.5/2.5/4.0 mm. sq. wires in BE/GI conduits/Metal Trunking as detailed in drawngs.
K | 10Amps 1Gang 1Way switch | No. | 12
L | "DITTO" - 10Amps 1Gang 2Way switch | No. | 14
TRUNKING
M | P9000 High level steel galvanised trunking system installed within | m | 300
the ceiling spaces c/w all clamps, fixings, 5A shuttered socket outlets with plug tops
0
| Total This Page to Collection Page |  |  | 0 | 0
Item | Description | Unit | Qty | Rate | Amount
No. |  |  |  |  | US$ c
0
| BILL No. 10 |  |  | 0
| WAREHOUSE |  |  | 0
| Drawing No. SADC/ELEC/40014A |  |  | 0
| FIRE ALARM SYSTEM |  |  | 0
| Supply, deliver, store , install and commission a fully Addressable fire |  |  | 0
| indicating alarm system including 25mm BE/GI conduit, trunking, |  |  | 0
wiring of heat resistant cable PIRELLI / DELTA FIRETUFF 1.0 / 1.5
or approved equivalent as specified and all other devices & t.
accessories necessary to complete the installation. Installation to be
carried out by an approved specialis
A | Fire bells device and point. | No. | 3
B | "DITTO" - Addressable Break Glass Units device and point. | No. | 3
C | "DITTO" - Addressable Smoke Detectors device and point. | No. | 28
D | One Loop, standard enclosure Addressable Fire | No. | 1
Alarm Control panel and point with integral power supply batteries
and battery charging system, network interface unit etc. as specified
in the specifications, as Syncro AS by Kentec Electronics or
equivalent
E | Allow for linking Fire Alarm Panel to main control panel for site-wide | Item | 1
monitoring located in the control room.
F | Allow for linking Fire Alarm Panel to Air-conditiobing DB's to cut off | Item | 1
power in the event of fire.
G | Allow for commissioning and manuals for entire Fire Alarm system in | Item | 1
presence of the Consulting engineer, client's representative and
Town Council Representative.
TRUNKING
Supply,deliver , store & Install Galvanised trunking c/w splices,
mushroom head screws, earth continuity bonding strips, bends,
elbows , metal covers for surface mounted on wall using P7 fisher
plugs 7mm wood screws etc. Hangers, threaded rods, purlin clamps
when suspended.
H | "DITTO" - P2200 trunking with PVC Covers suspended from Purlins | m | 200
| or roof as appropriate and secured adequately. |  |  | 0
0
0
0
0
0
0
0
0
0
| Total This Page to Collection Page |  |  | 0 | 0
Item | Description | Unit | Qty | Rate | Amount
No. |  |  |  |  | US$ c
0
| BILL No. 10 |  |  | 0
| WAREHOUSE |  |  | 0
| Drawing No. SADC/ELEC/40014B |  |  | 0
SMALL POWER
A | 16A Round Socket outlets device and point as detailed in the drgs. | Nos. | 33
comprising of 2 Flush back boxes, coupling, 2male bushes, 2 * 16 A
sockets (on walls)
B | Metal body HAND DRIER as STIEBELTRON / WANDSWORTH or | No. | 4
approved equivalent model
C | 5Amps Wall flush round SO c/w 5A plug top mounted adjacent to | No. | 2
window extract fan c/w 1.5mm. Sq. wiring , conduits and accessories.
D | 20Amps DP switch with NEON Sign for AC Unit c/w flush back box , wiring , point , device. | Nos. | 6
E | "DITTO" - 20Amps DP switch with NEON Sign for Fire Alarm panel. | No. | 1
F | "DITTO" - 20Amps DP switch for Data Panel | No. | 1
G | "DITTO" - 20Amps DP switch with NEON Sign for Water Heater | No. | 2
H | "DITTO" - 20Amps DP switch with NEON Sign for Hand Drier | No. | 4
I | Allow for connection of Fire alarm panel, Data Panel , PABX, Geysers, | Item | 1
Hand Driers
0
0
0
0
0
0
0
0
0
0
0
0
0
0
0
0
0
0
0
0
| Total This Page to Collection Page |  |  | 0 | 0
Item | Description | Unit | Qty | Rate | Amount
No. |  |  |  |  | US$ c
0
| BILL No. 10 |  |  | 0
0
| WAREHOUSE |  |  | 0
0
| Drawing No. SADC/ELEC/40014B |  |  | 0
TELEPHONE SYSTEM
A | Supply & Install 500mm x 500mm x 110mm telephone DB | No. | 1
recessed in wall at 1250mm height. C/w architrave & back board and
earth link
B | IEEE-CAT6 -RJ11 TELEPHONE device outlet installed on Walls | No. | 3
c/w 2.5mm. Sq. draw wires from Tel cabinet to each Telephone point
C | IEEE-CAT6 -RJ45 DATA device outlet installed on Walls c/w 2.5mm. | No. | 3
Sq. draw wires from data cabinet to each data point.
TRUNKING/ TRAYS
D | Medium duty 150 x 38 mm cable tray to BS 1449-1.2:1991, hot-dip galvanised with admiralty pattern c/w all accessories such as bends,tees, end caps, couplings, Supports, brackets etc | m | 40
0
0
0
0
0
0
0
0
0
0
0
0
0
0
0
0
0
0
0
0
0
0
0
0
0
0
0
0
0
| Total This Page to Collection Page |  |  | 0 | 0
Item | Description | Unit | Qty | Rate | Amount
No. |  |  |  |  | US$ c
| BILL No. 10 |  |  | 0
0
| WAREHOUSE |  |  | 0
0
| Drawing No. SADC/ELEC/40014C |  |  | 0
0
| LIGHTNING PROTECTION |  |  | 0
0
| Supply, deliver, store, install, test and commission Lightning protection system as per BS6651 standards, installation to be carried out by an approved specialist. |  |  | 0
0
| General |  |  | 0
| The supply and installation of lightning protection system shall be by |  |  | 0
| an approved specialist in lightning protection as a sub -contract |  |  | 0
to the Electrical contractor.
Soil Survey
A | Execute Earth continuity and resistivity test on soil and submit a | Item | 1
written report to the Consulting Engineer
Air Termination
B | 1000x16 mm air termination finial. | Nos. | 6
C | 25 x 3mm copper tape sadled on roof top and bonded to down | m | 220
conductors.
Down Conductor
D | Supply and install 70mm2 BCEW in PVC conduit recessed in wall | m | 100
and terminated at the test points
E | Ground Level Test Establish Flushdraw box, with cover at 700mm | No | 10
above ground for termination of the down conductor and earth
termination
F | 2400mm long 16mm Dia. copper earth electrode driven vertically | No | 10
into ground including an inspection chamber
G | Bonding of all steel work and metallic frames and piping to earthing system | Item | 1
H | Allow for attendance cost to the lightning installation specialist | Item | 1
TEST AND COMMISSION
I | Test and Commission the entire Lightning Protection installation to the | Item | 1
satisfaction on the Engineer and Client
0
0
0
0
| Total This Page to Collection Page |  |  | 0 | 0
Item | Description | Unit | Qty | Rate | Amount
No. |  |  |  |  | US$ c
0
| Bill No.10 Collection |  |  | 0
0
| SubTotal 1 |  |  | 0 | 0
| SubTotal 2 |  |  | 0 | 0
| SubTotal 3 |  |  | 0 | 0
| SubTotal 4 |  |  | 0 | 0
| SubTotal 5 |  |  | 0 | 0
| SubTotal 6 |  |  | 0
0
0
0
0
0
0
0
0
0
0
0
0
0
0
0
0
0
0
0
0
0
0
0
0
0
0
0
0
0
0
0
0
0
0
0
0
0
0
0
0
0
0
0
| Total WAREHOUSE to Summary Page |  |  | 0 | 0
Item | Description | Unit | Qty | Rate | Amount
No. |  |  |  |  | US$ c
| BILL No. 13 |  |  | 0
0
| 200-MEN ACCOMODATION HANGARS |  |  | 0
| Drawing No. SADC/ELEC/4018A |  |  | 0
0
| DISTRIBUTION BOARDS AND EARTHING |  |  | 0
Supply , deliver , store, install / erect , Distribution boards c/w all accessories , sheet metal frames, sub-frames,busbars, breakers, contactors, wiring etc as specified in specification & drawngs.
A | DB-G1 | No. | 1
B | DB-G2 | No. | 1
C | DB-F1 | No. | 1
D | DB-F2 | No. | 1
E | Earthing and Bonding to all Metal parts exposed/ concealed/ Sanitary / Stair Ballustrades/Trunking/ Light fittings/ Power Oultets/Sockets/Air-cons/Machines etc that are available while Testing, c/w Perforated Copper Bonding strip, M5 screws and nuts. | Item | 1
LIGHTING SYSTEM
F | Supply, deliver, install, test and commission (energise for continuous period of 24 hours), Light fittings complete with lamps, specified controlgears,starters,ballasts, internal wiring etc.
G | Type-A luminaire -Surface Mounted, Aluminium Housing, Shock & | No. | 236
Pressure Proof Polycarbonate
H | Type-H luminire-Ø220mm x 19mm surface nounted downlighter with | No. | 96
powder coated aluminium
J | Type M luminaire-1500 Lm surface mounted luminaire, | No. | 20
ABS & PC Body, PC diffuser
I | Type V: Self-contained LED single-sided EXIT SIGN, surface-mount, | No. | 2
3 Hours emmergency duration
LIGHTING POINTS
J | Light Points wired in BE / GI conduits/ Metal Trunking as detailed in | No. | 354
schematic drawngs.
SWITCH POINT
Switch point DEVICE AND POINT wired with 1.5/2.5/4.0 mm. sq. wires in BE/GI conduits/Metal Trunking as detailed in drawngs.
K | 10Amps 1Gang 1Way switch | No. | 14
L | "DITTO" - 10Amps 1Gang 2Way switch | No. | 52
TRUNKING
M | P9000 High level steel galvanised trunking system installed within | m | 520
the ceiling spaces c/w all clamps, fixings, 5A shuttered socket outlets with plug tops
0
0
| Total This Page to Collection Page |  |  | 0 | 0
Item | Description | Unit | Qty | Rate | Amount
No. |  |  |  |  | US$ c
0
| BILL No. 13 |  |  | 0
| 200-MEN ACCOMODATION HANGARS |  |  | 0
| Drawing No. SADC/ELEC/40018A |  |  | 0
| FIRE ALARM SYSTEM |  |  | 0
| Supply, deliver, store , install and commission a fully Addressable fire |  |  | 0
| indicating alarm system including 25mm BE/GI conduit, trunking, |  |  | 0
| wiring of heat resistant cable PIRELLI / DELTA FIRETUFF 1.0 / 1.5 |  |  | 0
or approved equivalent as specified and all other devices & t.
accessories necessary to complete the installation. Installation to be
carried out by an approved specialis
A | Fire bells device and point. | No. | 8
B | "DITTO" - Addressable Break Glass Units device and point. | No. | 8
C | "DITTO" - Addressable Smoke Detectors device and point. | No. | 40
D | Two Loop, dual aperture, standard enclosure Addressable Fire | No. | 2
Alarm Control panel and point with integral power supply batteries
and battery charging system, network interface unit etc. as specified
in the specifications, as TAKTIS 2 by BTS Fire or equivalent
E | Allow for linking Fire Alarm Panel to main control panel for site-wide | Item | 1
monitoring located in the control room.
F | Allow for linking Fire Alarm Panel to Air-conditiobing DB's to cut off | Item | 1
power in the event of fire.
G | Allow for commissioning and manuals for entire Fire Alarm system in | Item | 1
presence of the Consulting engineer, client's representative and
Town Council Representative.
TRUNKING
Supply,deliver , store & Install Galvanised trunking c/w splices,
mushroom head screws, earth continuity bonding strips, bends,
elbows , metal covers for surface mounted on wall using P7 fisher
plugs 7mm wood screws etc. Hangers, threaded rods, purlin clamps
when suspended.
H | "DITTO" - P2200 trunking with PVC Covers suspended from Purlins | m | 320
or roof as appropriate and secured adequately.
0
0
| Total This Page to Collection Page |  |  | 0 | 0
Item | Description | Unit | Qty | Rate | Amount
No. |  |  |  |  | US$ c
0
| BILL No. 13 |  |  | 0
| 200-MEN ACCOMODATION HANGARS |  |  | 0
| Drawing No. SADC/ELEC/40018B |  |  | 0
0
SMALL POWER
A | 16A Round Socket outlets device and point as detailed in the drgs. | Nos. | 200
comprising of 2 Flush back boxes, coupling, 2male bushes, 2 * 16 A
sockets (on walls)
B | 5Amps Wall flush round SO c/w 5A plug top mounted adjacent to | No. | 2
window extract fan c/w 1.5mm. Sq. wiring , conduits and accessories.
C | "DITTO" - 20Amps DP isolator with NEON Sign for Fire Alarm panel. | No. | 2
D | "DITTO" - 20Amps DP isolator for Data Panel | No. | 1
E | "DITTO" - 20Amps DP isolator with NEON Sign for Water Heater | No. | 2
F | "DITTO" - 20Amps TP Weatherproof isolator for Calorifier | Item | 2
0
0
0
0
0
0
0
0
0
0
0
0
0
0
0
| Total This Page to Collection Page |  |  | 0 | 0
Item | Description | Unit | Qty | Rate | Amount
No. |  |  |  |  | US$ c
0
| BILL No. 13 |  |  | 0
0
| 200-MEN ACCOMODATION HANGARS |  |  | 0
0
Drawing No. SADC/ELEC/40018B
TELEPHONE SYSTEM
A | Supply & Install 500mm x 500mm x 110mm telephone DB | No. | 1
recessed in wall at 1250mm height. C/w architrave & back board and
earth link
TRUNKING/ TRAYS
B | Medium duty 150 x 38 mm cable tray to BS 1449-1.2:1991, hot-dip galvanised with admiralty pattern c/w all accessories such as bends,tees, end caps, couplings, Supports, brackets etc | m | 100
0
0
0
0
0
0
0
0
0
0
0
0
0
0
0
0
0
0
0
0
0
0
0
0
0
| Total This Page to Collection Page |  |  | 0 | 0
Item | Description | Unit | Qty | Rate | Amount
No. |  |  |  |  | US$ c
0
| BILL No. 13 |  |  | 0
0
| 200-MEN ACCOMODATION HANGARS |  |  | 0
0
| Drawing No. SADC/ELEC/40018C |  |  | 0
0
| LIGHTNING PROTECTION |  |  | 0
0
| Supply, deliver, store, install, test and commission Lightning protection system as per BS6651 standards, installation to be carried out by an approved specialist. |  |  | 0
0
| General |  |  | 0
| The supply and installation of lightning protection system shall be by |  |  | 0
| an approved specialist in lightning protection as a sub -contract |  |  | 0
| to the Electrical contractor. |  |  | 0
Soil Survey
A | Execute Earth continuity and resistivity test on soil and submit a | Item | 1
written report to the Consulting Engineer
Air Termination
B | 1000x16 mm air termination finial. | Nos. | 10
C | 25 x 3mm copper tape sadled on roof top and bonded to down | m | 240
conductors.
Down Conductor
D | Supply and install 70mm2 BCEW in PVC conduit recessed in wall | m | 100
and terminated at the test points
E | Ground Level Test Establish Flushdraw box, with cover at 700mm | No | 10
above ground for termination of the down conductor and earth
termination
F | 2400mm long 16mm Dia. copper earth electrode driven vertically | No | 10
into ground including an inspection chamber
G | Bonding of all steel work and metallic frames and piping to earthing system | Item | 1
H | Allow for attendance cost to the lightning installation specialist | Item | 1
TEST AND COMMISSION
I | Test and Commission the entire Lightning Protection installation to the | Item | 1
| satisfaction on the Engineer and Client |  |  | 0
0
0
0
| Total This Page to Collection Page |  |  | 0 | 0
Item | Description | Unit | Qty | Rate | Amount
No. |  |  |  |  | US$ c
0
| Bill No.13 Collection |  |  | 0
0
| SubTotal 1 |  |  | 0 | 0
| SubTotal 2 |  |  | 0 | 0
| SubTotal 3 |  |  | 0 | 0
| SubTotal 4 |  |  | 0 | 0
| SubTotal 5 |  |  | 0 | 0
| SubTotal 6 |  |  | 0
0
0
0
0
0
0
0
0
0
0
0
0
0
0
0
0
0
0
0
0
0
0
0
0
0
0
0
0
0
0
0
0
0
0
0
0
0
0
0
0
0
0
0
| Total 200-MEN ACCOMODATION HANGARS to Summary Page |  |  | 0 | 0
Item | Description | Unit | Qty | Rate | Amount
No. |  |  |  |  | US$ c
| BILL No. 14 |  |  | 0
| 50-MEN ACCOMODATION HANGARS |  |  | 0
| Drawing No. SADC/ELEC/4019A |  |  | 0
0
| DISTRIBUTION BOARDS AND EARTHING |  |  | 0
Supply , deliver , store, install / erect , Distribution boards c/w all accessories , sheet metal frames, sub-frames,busbars, breakers, contactors, wiring etc as specified in specification & drawngs.
A | DB-1 | No. | 1
B | DB-2 | No. | 1
C | Earthing and Bonding to all Metal parts exposed/ concealed/ Sanitary / Stair Ballustrades/Trunking/ Light fittings/ Power Oultets/Sockets/Air-cons/Machines etc that are available while Testing, c/w Perforated Copper Bonding strip, M5 screws and nuts. | Item | 1
LIGHTING SYSTEM
Supply, deliver, install, test and commission (energise for continuous period of 24 hours), Light fittings complete with lamps, specified controlgears,starters,ballasts, internal wiring etc.
D | Type-A luminaire -Surface Mounted, Aluminium Housing, Shock & | No. | 114
Pressure Proof Polycarbonate
E | Type-H luminire-Ø220mm x 19mm surface nounted downlighter with | No. | 48
powder coated aluminium
F | Type-A luminaire -Surface Mounted, Aluminium Housing, Shock & | No. | 236
Pressure Proof Polycarbonate
G | Type V: Self-contained LED single-sided EXIT SIGN, surface-mount, | No. | 2
3 Hours emmergency duration
LIGHTING POINTS
H | Light Points wired in BE / GI conduits/ Metal Trunking as detailed in | No. | 162
schematic drawngs.
| SWITCH POINT |  |  | 0
Switch point DEVICE AND POINT wired with 1.5/2.5/4.0 mm. sq. wires in BE/GI conduits/Metal Trunking as detailed in drawngs.
I | 10Amps 1Gang 1Way switch | No. | 8
J | "DITTO" - 10Amps 1Gang 2Way switch | No. | 26
TRUNKING
K | P9000 High level steel galvanised trunking system installed within | m | 260
the ceiling spaces c/w all clamps, fixings, 5A shuttered socket outlets with plug tops
0
` |  |  |  | 0
| Total This Page to Collection Page |  |  | 0 | 0
Item | Description | Unit | Qty | Rate | Amount
No. |  |  |  |  | US$ c
0
| BILL No. 14 |  |  | 0
| 100-MEN ACCOMODATION HANGARS |  |  | 0
| Drawing No. SADC/ELEC/40019A |  |  | 0
| FIRE ALARM SYSTEM |  |  | 0
| Supply, deliver, store , install and commission a fully Addressable fire |  |  | 0
| indicating alarm system including 25mm BE/GI conduit, trunking, |  |  | 0
wiring of heat resistant cable PIRELLI / DELTA FIRETUFF 1.0 / 1.5
or approved equivalent as specified and all other devices & t.
accessories necessary to complete the installation. Installation to be
carried out by an approved specialis
A | Fire bells device and point. | No. | 8
B | "DITTO" - Addressable Break Glass Units device and point. | No. | 8
C | "DITTO" - Addressable Smoke Detectors device and point. | No. | 20
D | One Loop, standard enclosure Addressable Fire | No. | 2
Alarm Control panel and point with integral power supply batteries
and battery charging system, network interface unit etc. as specified
in the specifications, as Syncro AS by Kentec Electronics or
| equivalent |  |  | 0
E | Allow for linking Fire Alarm Panel to main control panel for site-wide | Item | 1
monitoring located in the control room.
F | Allow for linking Fire Alarm Panel to Air-conditiobing DB's to cut off | Item | 1
power in the event of fire.
G | Allow for commissioning and manuals for entire Fire Alarm system in | Item | 1
presence of the Consulting engineer, client's representative and
Town Council Representative.
TRUNKING
| Supply,deliver , store & Install Galvanised trunking c/w splices, |  |  | 0
| mushroom head screws, earth continuity bonding strips, bends, |  |  | 0
| elbows , metal covers for surface mounted on wall using P7 fisher |  |  | 0
| plugs 7mm wood screws etc. Hangers, threaded rods, purlin clamps |  |  | 0
when suspended.
H | "DITTO" - P2200 trunking with PVC Covers suspended from Purlins | m | 160
or roof as appropriate and secured adequately.
0
0
0
0
0
0
` |  |  |  | 0
| Total This Page to Collection Page |  |  | 0 | 0
Item | Description | Unit | Qty | Rate | Amount
No. |  |  |  |  | US$ c
0
| BILL No. 14 |  |  | 0
| 100-MEN ACCOMODATION HANGARS |  |  | 0
| Drawing No. SADC/ELEC/40019B |  |  | 0
0
| SMALL POWER |  |  | 0
A | 16A Round Socket outlets device and point as detailed in the drgs. | Nos. | 100
comprising of 2 Flush back boxes, coupling, 2male bushes, 2 * 16 A
sockets (on walls)
B | 5Amps Wall flush round SO c/w 5A plug top mounted adjacent to | No. | 4
window extract fan c/w 1.5mm. Sq. wiring , conduits and accessories.
C | "DITTO" - 20Amps DP isolator with NEON Sign for Fire Alarm panel. | No. | 2
D | "DITTO" - 20Amps DP isolator for Data Panel | No. | 1
E | "DITTO" - 20Amps DP isolator with NEON Sign for Water Heater | No. | 2
F | "DITTO" - 20Amps TP Weatherproof isolator for Calorifier | Item | 2
0
0
0
0
0
0
0
0
0
0
0
0
0
0
0
0
0
0
0
0
0
0
0
0
0
0
0
0
0
0
| Total This Page to Collection Page |  |  | 0 | 0
Item | Description | Unit | Qty | Rate | Amount
No. |  |  |  |  | US$ c
0
| BILL No. 14 |  |  | 0
0
| 100-MEN ACCOMODATION HANGARS |  |  | 0
0
| Drawing No. SADC/ELEC/40019B |  |  | 0
0
TELEPHONE SYSTEM
A | Supply & Install 500mm x 500mm x 110mm telephone DB | No. | 1
recessed in wall at 1250mm height. C/w architrave & back board and
earth link
TRUNKING/ TRAYS
B | Medium duty 150 x 38 mm cable tray to BS 1449-1.2:1991, hot-dip galvanised with admiralty pattern c/w all accessories such as bends,tees, end caps, couplings, Supports, brackets etc | m | 100
0
0
0
0
0
0
0
0
0
0
0
0
0
0
0
0
0
0
0
0
0
0
0
0
0
0
0
0
0
0
0
0
0
| Total This Page to Collection Page |  |  | 0 | 0
Item | Description | Unit | Qty | Rate | Amount
No. |  |  |  |  | US$ c
0
| BILL No. 14 |  |  | 0
0
| 100-MEN ACCOMODATION HANGARS |  |  | 0
0
| Drawing No. SADC/ELEC/40019C |  |  | 0
0
| LIGHTNING PROTECTION |  |  | 0
0
| General |  |  | 0
| The supply and installation of lightning protection system shall be by |  |  | 0
| an approved specialist in lightning protection as a sub -contract |  |  | 0
| to the Electrical contractor. |  |  | 0
0
Soil Survey
A | Execute Earth continuity and resistivity test on soil and submit a | Item | 1
written report to the Consulting Engineer
Air Termination
B | 1000x16 mm air termination finial. | Nos. | 10
C | 25 x 3mm copper tape sadled on roof top and bonded to down | m | 240
conductors.
Down Conductor
D | Supply and install 70mm2 BCEW in PVC conduit recessed in wall | m | 100
and terminated at the test points
E | Ground Level Test Establish Flushdraw box, with cover at 700mm | No | 10
above ground for termination of the down conductor and earth
termination
F | 2400mm long 16mm Dia. copper earth electrode driven vertically | No | 10
into ground including an inspection chamber
G | Bonding of all steel work and metallic frames and piping to earthing system | Item | 1
H | Allow for attendance cost to the lightning installation specialist | Item | 1
TEST AND COMMISSION
I | Test and Commission the entire Lightning Protection installation to the | Item | 1
satisfaction on the Engineer and Client
0
0
0
0
0
0
0
| Total This Page to Collection Page |  |  | 0 | 0
Item | Description | Unit | Qty | Rate | Amount
No. |  |  |  |  | US$ c
0
| Bill No.14 Collection |  |  | 0
0
| SubTotal 1 |  |  | 0 | 0
| SubTotal 2 |  |  | 0 | 0
| SubTotal 3 |  |  | 0 | 0
| SubTotal 4 |  |  | 0 | 0
| SubTotal 5 |  |  | 0 | 0
| SubTotal 6 |  |  | 0
0
0
0
0
0
0
0
0
0
0
0
0
0
0
0
0
0
0
0
0
0
0
0
0
0
0
0
0
0
0
0
0
0
0
0
0
0
0
0
0
0
0
0
| Total 100-MEN ACCOMODATION HANGARS to Summary Page |  |  | 0 | 0
Item | Description | Unit | Qty | Rate | Amount
No. |  |  |  |  | US$ c
| BILL No. 16 |  |  | 0
0
| PUMP HOUSE |  |  | 0
| Drawing No. SADC/ELEC/4022 |  |  | 0
0
| DISTRIBUTION BOARDS AND EARTHING |  |  | 0
| Supply , deliver , store, install / erect , Distribution boards c/w all accessories , sheet metal frames, sub-frames,busbars, breakers, contactors, wiring etc as specified in specification & drawngs. |  |  | 0
A | DB-PUMP HOUSE | No. | 1
B | Earthing and Bonding to all Metal parts exposed/ concealed/ Sanitary / Stair Ballustrades/Trunking/ Light fittings/ Power Oultets/Sockets/Air-cons/Machines etc that are available while Testing, c/w Perforated Copper Bonding strip, M5 screws and nuts. Connect all earthed | Item | 1
metal parts to earth spike.
C | 2400mm long 16mm Dia. copper earth electrode driven vertically | No | 1
into ground including an inspection chamber
| LIGHTING SYSTEM |  |  | 0
0
D | Supply, deliver, install, test and commission (energise for continuous period of 24 hours), Light fittings complete with lamps, specified controlgears,starters,ballasts, internal wiring etc.
E | Type-A luminaire -Surface Mounted, Aluminium Housing, Shock & | No. | 8
Pressure Proof Polycarbonate
LIGHTING POINTS
F | Light Points wired in BE / GI conduits/ Metal Trunking as detailed in | No. | 8
schematic drawngs.
SWITCH POINT
Switch point DEVICE AND POINT wired with 1.5/2.5/4.0 mm. sq. wires in BE/GI conduits/Metal Trunking as detailed in drawngs.
G | 10Amps 1Gang 1Way switch | No. | 1
H | "DITTO" - 10Amps 1Gang 2Way switch | No. | 2
Drawing No. SADC/ELEC/40021A
FIRE ALARM SYSTEM
I | "DITTO" - Addressable Smoke Detectors device and point. | No. | 2
J | One Loop, standard enclosure Addressable Fire | No. | 1
Alarm Control panel and point with integral power supply batteries
and battery charging system, network interface unit etc. as specified
| in the specifications, as Syncro AS by Kentec Electronics or |  |  | 0
| equivalent |  |  | 0
0
0
0
| Total This Page to Collection Page |  |  | 0 | 0
Item | Description | Unit | Qty | Rate | Amount
No. |  |  |  |  | US$ c
0
| PUMPROOM |  |  | 0
0
| Drawing No. SADC/ELEC/40022 |  |  | 0
0
SMALL POWER
A | 16A Round Socket outlets device and point as detailed in the drgs. | Nos. | 4
comprising of 2 Flush back boxes, coupling, 2male bushes, 2 * 16 A
sockets (on walls)
B | 32Amps TP Isolator for fire pump | No. | 1
C | 10 Amps TP Isolator for domestic water pump | Nos. | 6
D | "DITTO" - 20Amps DP switch with NEON Sign for Fire Alarm panel. | No. | 1
Drawing No. SADC/ELEC/40022
LIGHTNING PROTECTION
E | Down Conductor
| Supply and install 70mm2 BCEW in PVC conduit recessed in wall | m | 80
and terminated at the test points
F | Ground Level Test Establish Flushdraw box, with cover at 700mm | No | 10
| above ground for termination of the down conductor and earth |  |  | 0
termination
G | 2400mm long 16mm Dia. copper earth electrode driven vertically | No | 10
into ground including an inspection chamber
H | Earh ring round the building consisting og 70 mm Sq BCEW and | m | 40
linking all the earth spikes and down conductors
I | Bonding of all steel work and metallic frames and piping to earthing | Item | 1
system
J | Allow for attendance cost to the lightning installation specialist | Item | 1
| TEST AND COMMISSION |  |  | 0
K | Test and Commission the entire Lightning Protection installation to the | Item | 1
satisfaction on the Engineer and Client
Bill No.16 Collection
Total This Page
SubTotal 2
0
0
| Total Pump House to Summary Page |  |  | 0 | 0
Item | Description | Unit | Qty | Rate | Amount
No. |  |  |  |  | US$ c
| BILL No. 17 |  |  | 0
0
| SUBSTATION BUILDING |  |  | 0
| Drawing No. SADC/ELEC/4023 |  |  | 0
0
| DISTRIBUTION BOARDS AND EARTHING |  |  | 0
Supply , deliver , store, install / erect , Distribution boards c/w all accessories , sheet metal frames, sub-frames,busbars, breakers, contactors, wiring etc as specified in specification & drawngs.
A | DB-SUBSTATION | No. | 1
B | Earthing and Bonding to all Metal parts exposed/ concealed/ Sanitary / Stair Ballustrades/Trunking/ Light fittings/ Power Oultets/Sockets/Air-cons/Machines etc that are available while Testing, c/w Perforated Copper Bonding strip, M5 screws and nuts. Connect all earthed | Item | 1
metal parts to earth spike.
C | 2400mm long 16mm Dia. copper earth electrode driven vertically | No | 1
into ground including an inspection chamber
LIGHTING SYSTEM
0
D | Supply, deliver, install, test and commission (energise for continuous period of 24 hours), Light fittings complete with lamps, specified controlgears,starters,ballasts, internal wiring etc.
E | Type-A luminaire -Surface Mounted, Aluminium Housing, Shock & | No. | 12
Pressure Proof Polycarbonate
LIGHTING POINTS
F | Light Points wired in BE / GI conduits/ Metal Trunking as detailed in | No. | 12
schematic drawngs.
SWITCH POINT
Switch point DEVICE AND POINT wired with 1.5/2.5/4.0 mm. sq. wires in BE/GI conduits/Metal Trunking as detailed in drawngs.
G | 10Amps 1Gang 1Way switch | No. | 2
H | "DITTO" - 10Amps 1Gang 2Way switch | No. | 2
Drawing No. SADC/ELEC/40021A
FIRE ALARM SYSTEM
I | "DITTO" - Addressable Smoke Detectors device and point. | No. | 2
J | One Loop, standard enclosure Addressable Fire | No. | 1
Alarm Control panel and point with integral power supply batteries
| and battery charging system, network interface unit etc. as specified |  |  | 0
| in the specifications, as Syncro AS by Kentec Electronics or |  |  | 0
| equivalent |  |  | 0
0
0
| Total This Page to Collection Page |  |  | 0 | 0
Item | Description | Unit | Qty | Rate | Amount
No. |  |  |  |  | US$ c
0
| SUBSTATION BUILDING |  |  | 0
0
| Drawing No. SADC/ELEC/40023 |  |  | 0
SMALL POWER
A | 16A Round Socket outlets device and point as detailed in the drgs. | Nos. | 4
comprising of 2 Flush back boxes, coupling, 2male bushes, 2 * 16 A
sockets (on walls)
B | 20 Amps SP Isolator forAC Unit | No. | 2
C | "DITTO" - 20Amps DP switch with NEON Sign for Fire Alarm panel. | No. | 1
LIGHTNING PROTECTION
Down Conductor
D | Supply and install 70mm2 BCEW in PVC conduit recessed in wall | m | 80
and terminated at the test points
E | Ground Level Test Establish Flushdraw box, with cover at 700mm | No | 4
above ground for termination of the down conductor and earth
| termination |  |  | 0
0
F | 2400mm long 16mm Dia. copper earth electrode driven vertically | No | 4
into ground including an inspection chamber
G | Earh ring round the building consisting og 70 mm Sq BCEW and | m | 40
linking all the earth spikes and down conductors
H | 1000mm x50mm x 6mm copper earth bar on stand-off insulators installed in substation trench to earth all HV switchgears complete with all associated materials. | No | 2
I | Danger Notices as required by IEE Regulations.
J | Bonding of all steel work and metallic frames and piping to earthing | Item | 1
system
K | Allow for attendance cost to the lightning installation specialist | Item | 1
TEST AND COMMISSION
L | Test and Commission the entire Lightning Protection installation to the | Item | 1
satisfaction on the Engineer and Client
0
| Bill No.17 Collection |  |  | 0
0
| Total This Page |  |  | 0 | 0
| SubTotal 2 |  |  | 0 | 0
0
0
| Total This Page to Summary Page |  |  | 0 | 0
Item | Description | Unit | Qty | Rate | Amount
No. |  |  |  |  | US$ c
| BILL No. 18 |  |  | 0
0
| GUARD HOUSE TYPE 2 |  |  | 0
| Drawing No. SADC/ELEC/4023 |  |  | 0
0
| DISTRIBUTION BOARDS AND EARTHING |  |  | 0
Supply , deliver , store, install / erect , Distribution boards c/w all accessories , sheet metal frames, sub-frames,busbars, breakers, contactors, wiring etc as specified in specification & drawngs.
A | DB-GH-2 | No. | 1
B | Earthing and Bonding to all Metal parts exposed/ concealed/ Sanitary / Stair Ballustrades/Trunking/ Light fittings/ Power Oultets/Sockets/Air-cons/Machines etc that are available while Testing, c/w Perforated Copper Bonding strip, M5 screws and nuts. Connect all earthed | Item | 1
metal parts to earth spike.
C | 2400mm long 16mm Dia. copper earth electrode driven vertically | No | 1
into ground including an inspection chamber
LIGHTING SYSTEM
| Supply, deliver, install, test and commission (energise for continuous period of 24 hours), Light fittings complete with lamps, specified controlgears,starters,ballasts, internal wiring etc. |  |  | 0
0
A | Type-A luminaire -Surface Mounted, Aluminium Housing, Shock & | No. | 1
Pressure Proof Polycarbonate
A | Type-B luminaire -Recessed, aluminium housed downlighter | No. | 2
A | Type-G luminaire -Bulkhead with anti-corrosive powder coating | No. | 1
LIGHTING POINTS
F | Light Points wired in BE / GI conduits/ Metal Trunking as detailed in | No. | 3
schematic drawngs.
SWITCH POINT
Switch point DEVICE AND POINT wired with 1.5/2.5/4.0 mm. sq. wires in BE/GI conduits/Metal Trunking as detailed in drawngs.
G | 10Amps 1Gang 1Way switch | No. | 1
H | "DITTO" - 10Amps 2Gang 1Way switch | No. | 1
0
| FIRE ALARM SYSTEM |  |  | 0
I | "DITTO" - Addressable Smoke Detectors device and point. | No. | 1
J | One Loop, standard enclosure Addressable Fire | No. | 1
Alarm Control panel and point with integral power supply batteries
and battery charging system, network interface unit etc. as specified
in the specifications, as Syncro AS by Kentec Electronics or
| equivalent |  |  | 0
0
0
| Total This Page to Collection Page |  |  | 0 | 0
Item | Description | Unit | Qty | Rate | Amount
No. |  |  |  |  | US$ c
0
| GUARD HOUSE TYPE 2 |  |  | 0
0
| Drawing No. SADC/ELEC/4023 |  |  | 0
0
SMALL POWER
A | 16A Round Socket outlets device and point as detailed in the drgs. | Nos. | 2
comprising of 2 Flush back boxes, coupling, 2male bushes, 2 * 16 A
sockets (on walls)
B | 5Amps DP Isolator for extract fan | No. | 1
C | 20 Amps SP Isolator for A/C unit | Nos. | 1
D | "DITTO" - 20Amps DP switch with NEON Sign for Fire Alarm panel. | No. | 1
Drawing No. SADC/ELEC/4023
0
| LIGHTNING PROTECTION |  |  | 0
0
E | Down Conductor
| Supply and install 70mm2 BCEW in PVC conduit recessed in wall | m | 80
and terminated at the earth spikes and test points and connected
to the metallic roofing sheets
F | Ground Level Test Establish Flushdraw box, with cover at 700mm | No | 10
above ground for termination of the down conductor and earth
termination
G | 2400mm long 16mm Dia. copper earth electrode driven vertically | No | 10
into ground including an inspection chamber
H | Earh ring round the building consisting og 70 mm Sq BCEW and | m | 40
linking all the earth spikes and down conductors
I | Bonding of all steel work and metallic frames and piping to earthing | Item | 1
system
J | Allow for attendance cost to the lightning installation specialist | Item | 1
0
TEST AND COMMISSION
K | Test and Commission the entire Lightning Protection installation to the | Item | 1
satisfaction on the Engineer and Client
Bill No.18 Collection
Total This Page
SubTotal 2
0
| Total Pump House to Summary Page |  |  | 0 | 0
Item | Description | Unit | Qty | Rate | Amount
No. |  |  |  |  | US$ c
| BILL No. 19 |  |  | 0
0
| STREET, SPORTS FACILITIES & PARADE GROUND LIGHTING |  |  | 0
0
| Drawing No. SADC/ELEC/4000A |  |  | 0
0
| SOLAR STREET LIGHTING |  |  | 0
0
| Supply, deliver, store SAFELY and adequately PROTECTED Galvanised pole c/w pole arm , concrete bases as per pole manufacturers specifications. |  |  | 0
POLES (street & sports courts)
A | Streetlight Pole- Galvanised tapered steel street light poles | No. | 71
suitable for specified fitting 9-10m mounting height, (1.5-2.0m root
depth) hot – dip galvanised, base steel plate and spacing as per
drawing
B | POLES (Soccer field & Parade Ground)
C | 20 metre, one-piece assembly galvanised steel pole shaft | No. | 4
with a constant linear taper, removable top cap,fabricated steel base
cover, galvanised anchor bolts, weather protected connection box
climbing ladder and complete with all accessories for connection of
lights.
LIGHT FITTINGS (street & sports courts)
D | Type S-12V NiMH Battery Solar street light, MonoCrystalline 50Wp, | No. | 71
1600-2800Lm, ABS PPMA Casing Aluminium as Tucana from
Province Lighting or approved equivalent
E | Type W-24V NiMH Battery Solar street light, MonoCrystalline 80Wp, | No. | 12
1600-2800Lm, ABS PPMA Casing Aluminium as PICTOR AREA
from Province lighting or approved equivalent
F | Type P Luminaire-265 Watt , IP66, with Acryllic PMMA optic, Marine | No.
grade aluminium housing and High-impact clear glass protector as
BEKA LED FLOOD or approved equivalent
LIGHT FITTINGS (Soccer field & Parade Ground)
G | Type Q Luminaire -451W, IP88, 5700K (Cool white 757) Flood light, | No. | 16
high pressure die cast aluminium body, e-coated, High Impact Clear Glass protector
H | Type R Luminaire -321W, IP88, 5700K (Cool white 757) Flood light, | No. | 12
high pressure die cast aluminium body, e-coated, High Impact Clear
Glass protector
0
0
| Total STREET & SPORTS FACILITIES to Summary Page |  |  | 0 | 0
Item | Description | Unit | Qty | Rate | Amount
No. |  |  |  |  | US$ c
0
| BILL No. 20 |  |  | 0
UPS
A | Supply, deliver, store install, test and commission a 40 KVA, 3 | Lot | 1
Phase, double conversion voltage and frequency independent (VFI)
UPS to EN EC62040-3-3-IEC62040-3 standard. Tower form factor,
Extended Run, SNMP communication Option. The UPS shall be
complete with IGPT inverter, booster, battery, charger booster,
| rectifier, automatic bypass batteries and battery rack as SmartOnline |  |  | 0
| SUTX Series 3 or similar approved. |  |  | 0
0
| The UPS shall have a command board and display to process and |  |  | 0
| display all the functions of the UPS. The batteries shall be |  |  | 0
| hermettically sealed maintenance free stationary lead batteries |  |  | 0
| housed in the UPS or in cabinets of the same size and shape of the |  |  | 0
| UPS. The positive and negative connections of the battery shall be |  |  | 0
protected by an adequate isolator and breaker.
B | Allow for provision of specifications forUPS approval before ordering | Item | 1
C | Allow for Testing and Commissioning of the UPS and battery system | Item | 1
0
0
0
0
0
0
0
0
0
0
0
0
0
0
0
0
0
0
0
0
0
0
0
0
0
0
0
| Total UPS to Summary Page |  |  | 0 | 0
Item | Description | Unit | Qty | Rate | Amount
No. |  |  |  |  | US$ c
0
| BILL No. 21 |  |  | 0
0
| LIFT |  |  | 0
0
The supply and installation of the lifts shall be by an approved specialist
who will be subcontracted by the electrical contractor.
A | 13 Passenger, 1000kg single entry 2 stop Full Collective Control Simplex lift in concrete shaft and with machineroom at the top as | No. | 1
specified in the particular specifications
B | Allow for rigging and erection on site | Lot | 1
C | Allow for the provision of interface with fire alarm system | Lot | 1
D | Allow for provision of specifications and design drawings for lift before ordering | Lot | 1
E | Allow for inspections by the Factory Inspectorate | Lot | 1
F | Allow for attendance to the Lift Specialist | Lot | 1
G | Allow for coordination of Lift Specialist with other contractors | Lot | 1
H | Allow for the Testing and Commissioning the Lift | Item | 1
0
0
0
0
0
0
0
0
0
0
0
0
0
0
0
0
0
0
0
0
0
0
0
0
0
0
0
| Total Lift to Summary Page |  |  | 0 | 0
Item | Description | Unit | Qty | Rate | Amount
No. |  |  |  |  | US$ c
0
| BILL No. 22 |  |  | 0
0
| HV & LV POWER EQUIPMENT |  |  | 0
1 | HV SWITCHGEAR
A | 11kV, 50Hz, 630A free standing HV panel with 3No. sections and | Lot | 1
comprising of:
a) INCOMING SECTION - 1No
630A TP VCB withdrawable circuit breaker complete with shunt trip
coil,closing coil, and indicators for open, close and trip operations
with solid state protection relay, surge arrestors, space heaters, multimeter and current transformers etc.
0
| b) BUS/METERING SECTION - 1No. |  |  | 0
| 1No 630A TP VCB withdrawable circuit breaker complete with shunt |  |  | 0
| trip coil, closing coil, and indicators for open, close and trip |  |  | 0
| operations with space heaters, voltage transformers and current |  |  | 0
| transformers etc |  |  | 0
0
| c) OUTGOING SECTION - 2Nos. |  |  | 0
| 2No @ 630A TP VCB withdrawable circuit breaker complete with |  |  | 0
| shunt trip coil, closing coil,and indicators for open, close and trip |  |  | 0
| operations with solid state protection relay, surge arrestors |  |  | 0
| , space heaters, multimeter and current transformers etc. eg |  |  | 0
| Merlin Gerin, ABB or Approved equal. |  |  | 0
0
| d) Tripping unit c/w trickle charger and battery cabinet |  |  | 0
0
| Earth fault and overcurrent protection shall be provided by the |  |  | 0
| solid state relays. |  |  | 0
0
2 | MINISUB |  |  | 0
0
| Minisubstation complete with 11KV RMU, 11kV/400 transformer, |  |  | 0
| LV Board , all LV feeder breakers and incorporating all accessories |  |  | 0
| and standard set of manufacturer recommended spares as and as |  |  | 0
| specified in the Particular specifications.and in the Drawings. |  |  | 0
A | Mini Substation 1 – rated 500 KVA | No. | 1
B | Mini Substation 2– rated 200 KVA | No. | 1
C | Mini Substation 3– rated 615 KVA | No. | 1
D | Mini Substation 4– rated 300 KVA | No. | 1
E | TRIANGULAR earth mat for Mini-subs made of BCEW & 4.8M SABS | No. | 4
Earth rods
0
0
| Total This Page to Collection Page |  |  | 0 | 0
Item | Description | Unit | Qty | Rate | Amount
No. |  |  |  |  | US$ c
0
3 | STANDBY GENERATORS |  |  | 0
0
| Silent diesel standby generator set , complete with change-over panel, |  |  | 0
| controls, protection, all accessories, relays, instruments, LV busbar |  |  | 0
| connections, settings, standard set of manufacturer recommended |  |  | 0
| spares and including base tank and bulk storage sufficient for fuel |  |  | 0
| storage enough for 48 hours continuous operation. |  |  | 0
A | 500KVA sound-proof generator adjacent to Mini-sub 1, as specified | No. | 1
B | 200KVA sound-proof generator adjacent to Mini-sub 2, as specified | No. | 1
C | 615KVA sound-proof generator adjacent to Mini-sub 3, as specified | No. | 1
D | 300KVA sound-proof generator adjacent to Mini-sub 4, as specified | No. | 1
4 | FEEDER PILLARS
0
| Supply, store and install the following Feeder Pillars mounted on a plinth. |  |  | 0
| Feeder Pillar to be (T.P+N+E), degree of protection IP54 fault level 10 kA |  |  | 0
| Feeder Pillar to be Olive Green and complete with all internal dressings |  |  | 0
and wiring.and main and feeder breakers as per drawing.
C | Feeder Pillar FP3 | No. | 1
D | Feeder Pillar FP4 | No. | 1
B | Feeder Pillar FP6 | No. | 1
C | Feeder Pillar FP7 | No. | 1
D | Feeder Pillar FP9 | No. | 1
0
0
0
0
0
0
0
0
0
0
| Bill No.22 Collection |  |  | 0
0
| Total This Page |  |  | 0 | 0
| SubTotal 2 |  |  | 0 | 0
0
0
| Total HV & LV POWER EQUIPMENT Summary Page |  |  | 0 | 0
Item | Description | Unit | Qty | Rate | Amount
No. |  |  |  |  | US$ c
| BILL No. 23 |  |  | 0
0
| CABLES |  |  | 0
0
| Drawing No. SADC/ELEC/4000B, 4000C |  |  | 0
0
| 11 KV CABLE |  |  | 0
0
| Supply, deliver, store in a secure storage ,pull, install, connect, |  |  | 0
| test and commission the following cables including earth conductor |  |  | 0
| along route as indicated and specified on DRAWING with cable |  |  | 0
| supports, termination kits, lugs, ferrules, glands, shrouds, insulation tape, |  |  | 0
| filling compounds.and any other accessories as required to complete |  |  | 0
| the installation. |  |  | 0
| Cable jointing kits of the proper specification are to be used where |  |  | 0
| the cable length exceeds cable drum lengths. Jointing to be carried out |  |  | 0
| by an approved specialist. |  |  | 0
0
A | 'DITTO' - 3 core 35mm. Sq XLPE + 70mm. Sq BCEW from substation interconnecting all the mini-subs in a ring as detailed in the site | m | 1350
reticulation drawing
B | Supply, deliver and install to site PVC cable marker tape at specified | m | 1320
depths.
C | Supply, deliver and install to site the concrete cable route marker as detailed on DRAWING. | No. | 26
400V CABLE
Drawing No. SADC/ELEC/4000B, 4000C
| Supply, deliver, STORED IN A SECURED STORE ,pull, install, connect, |  |  | 0
| test and commission the following cables including earth conductor |  |  | 0
| along route as indicated and specified on DRAWING with cable |  |  | 0
| supports,termination kits, lugs, ferrules, glands, shrouds, insulation |  |  | 0
| tape,and any other accessories as required to complete the installation. |  |  | 0
0
Mini Sub 1: Cable to Interconnect Generator and Minisub
A | 2 RunsX4C 240 mm sq PVC/SWA/PVC. | m | 60
B | 2 RunsX4C 70 mm sq PVC/SWA/PVC | m | 60
C | 3 RunsX4C 240 mm sq PVC/SWA/PVC | m | 90
D | 2 RunsX4C 120 mm sq PVC/SWA/PVC | m | 60
0
0
0
0
0
| Total This Page to Collection Page |  |  | 0 | 0
Item | Description | Unit | Qty | Rate | Amount
No. |  |  |  |  | US$ c
| CABLES |  |  | 0
0
| Drawing No. SADC/ELEC/4000B, 4000C |  |  | 0
0
| Mini Sub 2 to Feeder Pillar FP1 |  |  | 0
A | 4C 35 mm sq PVC/SWA/PVC | m | 45
Mini Sub 3 to Feeder Pillar FP4
D | 4C 120 mm sq PVC/SWA/PVC. | m | 120
Mini Sub 4 to Feeder Pillar FP5
E | 4C 50 mm sq PVC/SWA/PVC . | m | 100
Mini Sub 4 to Feeder Pillar FP7
G | 4C 35 mm sq PVC/SWA/PVC . | m | 60
Feeder Pillar FP7 to Feeder Pillar FP9
I | 4C 50 mm sq PVC/SWA/PVC . | m | 180
Feeder Pillar FP3 to DB Fuel Point
A | 4C 6 mm sq PVC/SWA/PVC . | m | 145
Minisub 2 to DB VM-G2
M | 4C 70 mm sq PVC/SWA/PVC . | m | 140
DB VM-G2 to DB VM-F2
O | 4C 6 mm sq PVC/SWA/PVC . | m | 15
0
| Minisub 1 to DB ADMIN-G |  |  | 0
D | 4C 120 mm sq PVC/SWA/PVC. | m | 120
Minisub 1 to DB ADMIN-G-AC
E | 4C 95 mm sq PVC/SWA/PVC. | m | 120
DB ADMIN-G-AC to DB-ADMIN F-AC
F | 4C 25 mm sq PVC/SWA/PVC. | m | 15
DB ADMIN-G-to DB-ADMIN F
G | 4C 16 mm sq PVC/SWA/PVC. | m | 15
DB ADMIN-G-to UPS
H | 4C 16 mm sq PVC/SWA/PVC. | m | 15
UPS-to DB UPS-G
I | 4C 16 mm sq PVC/SWA/PVC. | m | 15
DB UPS-G to DB UPS-F
J | 4C 16 mm sq PVC/SWA/PVC. | m | 15
0
0
| Total This Page to Collection Page |  |  | 0 | 0
Item | Description | Unit | Qty | Rate | Amount
No. |  |  |  |  | US$ c
| CABLES |  |  | 0
| Drawing No. SADC/ELEC/4000B, 4000C |  |  | 0
0
Minisub 1 to DB G-H
L | 4C 4 mm sq PVC/SWA/PVC. | m | 80
Minisub 1 to Parade Ground
N | Runs 3C 25 mm sq PVC/SWA/PVC. | m | 300
Minisub 3 to DB KITCHEN
C | 2 Runs 4C 150 mm sq PVC/SWA/PVC | m | 110
Minisub 3 to DB KITCHEN AC
D | 4C 150 mm sq PVC/SWA/PVC. | m | 110
Feeder Pillar FP5 to DB Q2-G1
M | 4C 10 mm sq PVC/SWA/PVC. | m | 40
Feeder Pillar FP6 to DB Q2-G2
N | 4C 10 mm sq PVC/SWA/PVC. | m | 35
0
Feeder Pillar FP6 to DB R1-G1
O | 4C 10 mm sq PVC/SWA/PVC. | m | 40
Feeder Pillar FP7 to DB R1-G2
P | 4C 10 mm sq PVC/SWA/PVC. | m | 40
Feeder Pillar FP4 to DB W2H-G2
E | 4C 16 mm sq PVC/SWA/PVC. | m | 25
Feeder Pillar FP4 to DB W1H-G1
F | 4C 25 mm sq PVC/SWA/PVC. | m | 180
DB WH1-G1 to DB-WH1-F1
G | 4C 16 mm sq PVC/SWA/PVC. | m | 20
DB WH2-G2 to DB-WH2-F2
H | 4C 16 mm sq PVC/SWA/PVC. | m | 20
OTHER CABLES
K | 4C 4 mm sq PVC/SWA/PVC. for Lift | m | 30
L | 4C 6 mm sq PVC/SWA/PVC. for Admin Block outdoor units | m | 60
M | 4C 4 mm sq PVC/SWA/PVC. for Kitchen Block Kitchen equipment | m | 60
N | 4C 10 mm sq PVC/SWA/PVC. for Kitchen Block Kitchen equipment | m | 80
O | 4C 16 mm sq PVC/SWA/PVC. for Kitchen Block Kitchen equipment | m | 25
0
0
0
0
| Total This Page to Collection Page |  |  | 0 | 0
Item | Description | Unit | Qty | Rate | Amount
No. |  |  |  |  | US$ c
0
| CABLES |  |  | 0
Drawing No. SADC/ELEC/4000B, 4000C
P | 4C 25 mm sq PVC/SWA/PVC. for Kitchen Block Kitchen equipment | m | 30
Q | 4C 50 mm sq PVC/SWA/PVC. for Kitchen Block Kitchen equipment | m | 50
R | 4C 10 mm sq PVC/SWA/PVC. for Kitchen outdoor units | m | 50
S | 4C 25 mm sq PVC/SWA/PVC. for Kitchen outdoor units | m | 100
T | 4C 4 mm sq PVC/SWA/PVC. for Workshop outdoor units | m | 25
U | 4C 4 mm sq PVC/SWA/PVC. for Workshop compressor | m | 25
V | 4C 4 mm sq PVC/SWA/PVC. for Workshop outdoor units | m | 25
W | 4C 2.5 mm sq PVC/SWA/PVC. for Hostel calorifiers | m | 40
X | Supply, deliver and install to site PVC cable marker tape at specified | m | 5103
depths.
Y | Supply, deliver and install to site the concrete cable route marker as detailed on DRAWING. | No. | 45
0
| Earth Wire |  |  | 0
Supply, deliver and install BCEW for all the above cables as below:
Z | 120 mm Sq BCEW | m | 2
AB | 70 mm Sq BCEW | m | 240
AC | 50 mm Sq BCEW | m | 2
AD | 35 mm Sq BCEW | m | 200
AF | 16 mm Sq BCEW | m | 120
AI | 4 mm Sq BCEW | m | 75
AJ | 2.5 mm Sq BCEW | m | 40
Terminations
| 35mm Sq, 3 Core XLPE Cable | No. | 12
| 240mm Sq, 4 Core XLPE Cable | No. | 6
| 150mm Sq, 4 Core XLPE Cable | No. | 8
| 120mm Sq, 4 Core XLPE Cable | No. | 8
| 95mm Sq, 4 Core XLPE Cable | No. | 2
| 70mm Sq, 4 Core XLPE Cable | No. | 6
| 50mm Sq, 4 Core XLPE Cable | No. | 6
| 35mm Sq, 4 Core XLPE Cable | No. | 6
| 25mm Sq, 4 Core XLPE Cable | No. | 8
| 16mm Sq, 4 Core XLPE Cable | No. | 8
| 10mm Sq, 4 Core XLPE Cable | No. | 18
| 6mm Sq, 4 Core XLPE Cable | No. | 18
| 4mm Sq, 4 Core XLPE Cable | No. | 10
0
0
| Total This Page to Collection Page |  |  | 0 | 0
Item | Description | Unit | Qty | Rate | Amount
No. |  |  |  |  | US$ c
0
| CABLES |  |  | 0
| Drawing No. SADC/ELEC/4000B, 4000C |  |  | 0
0
0
| Bill No.23 Collection |  |  | 0
| SubTotal 1 |  |  | 0 | 0
| SubTotal 2 |  |  | 0 | 0
| SubTotal 3 |  |  | 0 | 0
| SubTotal 4 |  |  | 0 | 0
0
0
0
0
0
0
0
0
0
0
0
0
0
0
0
0
0
0
0
0
0
0
0
0
0
0
0
0
0
0
0
0
0
0
0
0
0
0
0
0
0
0
|  |  |  | 0 | 0
Item | Description | Unit | Qty | Rate | Amount
No. |  |  |  |  | US$ c
0
| BILL No. 24 |  |  | 0
0
| AUDIO VISUAL & SECURITY INSTALLATIONS |  |  | 0
0
| Drawing No. SADC/AV/4100 to SADC/AV/4116 |  |  | 0
0
| Supply and deliver to site,moving into position, erection, connecting, |  |  | 0
| witness testing,commissioning and maintenance of the complete |  |  | 0
| installation shown on the drawings. The rates shall be inclusive of all |  |  | 0
| conduits, conduit accessories, wiring cables, fixings and sundry items |  |  | 0
| as required to effect a complete installation. All the equipment's shall |  |  | 0
| be supplied with a UK plug top with fuse. The rate shall also be inclusive |  |  | 0
| of cutting, chasing and other builder’s works as necessary. |  |  | 0
0
| Head End Equipment |  |  | 0
Supply and install the Head End Equipment which will be used to monitor the equipment installed the facility
A | Supply and install management appliance 2U 8X4TB | No | 1
B | Supply and Install DIVAR IP License Plus base for DIVAR IP AIO 6/7000 (32-channel BVMS plus expansion license) | No | 1
C | Supply and Install SMA license for MBV-BPLU-DIP, 1 year | No | 1
D | Supply and Install DIVAR IP License Plus base for DIVAR IP AIO 6/7000 | No | 1
E | Supply and Install BVMS Plus 11, License camera/decoder expansion | No | 15
F | Supply and Install BVMS software management, license for MBV-XCHANPLU, 1 year | No | 15
Operator Workstation
G | Supply and Install Dell precision i7, 16GB DDR4, 512GB PCIe NVMe SSD, USB mouse, keyboard | No | 1
H | Supply and Install E2221HN Dell 22 monitor | No | 2
I | Supply and Install KBD Universal XF | No | 1
| CCTV |  |  | 0
0
Bosch Dome CCTV 5mp camera
| Military police | No | 4
| Admin Ground | No | 10
| Warehouse | No | 2
| Guard House | No | 2
Bosch Bullet CCTV 5mp camera
| Warehouse | No | 6
| Guard House | No | 4
0
0
0
0
| Total CABLES to Summary Page |  |  | 0 | 0
Item | Description | Unit | Qty | Rate | Amount
No. |  |  |  |  | US$ c
| BILL No. 24 |  |  | 0
| AUDIO VISUAL & SECURITY INSTALLATIONS |  |  | 0
| Drawing No. SADC/AV/4100 to SADC/AV/4116 |  |  | 0
0
Networking Fibre
G | Supply and Install 4Core HDD Fibre cable 9/125 | No | 2500
H | Supply and Install 8way Fibre Patch panel fully populated including 8 x midcouplers, 8 x unjacketed pigtails, 1 x FOM kit, 1 Entry gland | No | 1
I | Supply and Install Din rail splice box - 4way including 4 x midcouplers, 4 x unjacketed pigtails, 1 x FOM kit, 1 Entry gland | No | 21
J | Supply and Install LC-SC DX Patch leads 9/125, 2m | No | 46
K | Supply and Install 8*10/100/100 RJ-45 PoE/PSE Combo uplink ports (10/100/1000 Mbps RJ-45 + 100/1000 SFP Slot) Guardhouse/Control Room | No | 1
L | Supply and Install Mean well industrial Din rail - 120W sing 1e | No | 21
M | Supply and Install MW- DIN rail series 240W slim and economical | No | 1
N | Supply and Install 4Port 10/100/1000 Managed switch with 2 SFP Ports | No | 21
O | Supply and Install FibreMode 1G SFP - Single Fibre SFP - SM- A/B | No | 44
P | Supply and Install Dinrail rack 2U | No | 1
BACKGROUND SOUND+ EVACUATION
Head End Equipment
Supply and install the Head End Equipment which will be used to control the equipment installed the facility
A | Supply and install PRS-NCO3 Network controller BOSCH | No | 1
B | Supply and InstallPRS-4AEX4 Analog audio expander BOSCH | No | 2
C | Supply and Install PRS-4P125 Power amplifier, 4x125W BOSCH | No | 3
D | Supply and Install DSA 8410/220-240V Class-D Amplifier, VLD, Remote opt. Electro Voice | No | 4
E | Supply and Install PRS-FINS Plastic to single mode glass fibre converter BOSCH | No | 6
F | Supply and Install 12 Core HDD Single mode fibre optic cable | No | 2000
G | Supply and Install LBB4416/01 Half meter plastic fibre cables BOSCH | No | 16
H | Supply and Install LBB4416/02 2 meter plastic fibre cables BOSCH | No | 4
I | Supply and Install 48V @ 5A PSU for PRS-FINS BOSCH | No | 5
J | Supply and Install PRS-CSI Call station interface BOSCH | No | 3
K | Supply and Install PRS-CSR Remote call station BOSCH | No | 3
L | Supply and Install LBB4432/00 Call statio keypad BOSCH | No | 4
M | Supply and Install LBB4442/00 End of line supervision set BOSCH | No | 44
N | Supply and Install AVIO Analog to Dante interface | No | 2
O | Supply and Install ARUBA 24 PORT Network switch POE HP | No | 5
P | Supply and Install GBIC Fibre transceiver HP | No | 10
Q | 34U Equipment rack | No | 1
0
0
| Total CABLES to Summary Page |  |  | 0 | 0
Item | Description | Unit | Qty | Rate | Amount
No. |  |  |  |  | US$ c
| BILL No. 24 |  |  | 0
0
| AUDIO VISUAL & SECURITY INSTALLATIONS |  |  | 0
| Drawing No. SADC/AV/4100 to SADC/AV/4116 |  |  | 0
0
| BACKGROUND SOUND+ EVACUATION |  |  | 0
0
Supply and install Bosch Ceiling loudspeaker 6W metal (LC1-UM06E8) and Bosch LC1-MFD Metal cabinet loudspeaker
R | Guard house |  | 4
S | Admin Block |  | 40
V | Vehicle workshop |  | 18
X | Fuel Point |  | 4
Y | Canteen & Kitchen |  | 12
Z | Warehouse |  | 32
PSD PH32 Fire Alarm cable
A | Guard house (A) | No | 200
B | Admin Block (B) | No | 600
E | Vehicle workshop (H1 & H2) | No | 1000
G | Fuel Point (J) | No | 350
I | Warehouse (M1 - M4) | No | 1200
L | Accommodation hangers (Q1 -2) (R1) | No | 2000
0
Bosch LBC3482/00 Horn loudspeaker, 25W
O | Vehicle workshop (H1 & H2) | No | 8
Q | Fuel Point (J) | No | 2
R | Warehouse (M1 - M4) | No | 40
U | Canteen & Kitchen (L)
V | Supply and install Bosch LH1-UC30E Horn loudspeaker, 30W, music | No | 9
W | Supply and install Bosch PLE-SDTvMusic source, USB/SD/Tuner | No | 1
X | Supply and install Symetrix PRISM 4x4 Processor Dante | No | 1
Y | Supply and install Symetrix ARC-2e Wall control panel | No | 2
Z | Supply and install 20U Equipment cabinet | No | 1
Warehouse (M1 - M4)
AA | Supply and install 20U Equipment cabinet | No | 1
Accommodation Hangers (Q1-2) (R1)
AB | Supply and install Bosch LBC3018/01 Metal cabinet loudspeaker | No | 150
0
0
| Total CABLES to Summary Page |  |  | 0 | 0
Item | Description | Unit | Qty | Rate | Amount
No. |  |  |  |  | US$ c
| BILL No. 24 |  |  | 0
0
| AUDIO VISUAL & SECURITY INSTALLATIONS |  |  | 0
| Drawing No. SADC/AV/4100 to SADC/AV/4116 |  |  | 0
0
BACKGROUND SOUND+ EVACUATION
Vehicle workshops (H1 & H2)
AC | Supply and install Bosch LBC3482/00 Horn loudspeaker, 25W | No | 8
Parade square (W)
H | Supply and install Electro Voice Sx 300PI Weather-resistant 12" 2-way 65º x 65º | No | 4
I | Supply and install PSD Custom Bracket for Above SX300PI to go on 6M Pole by others | No | 4
J | Supply and install PSD S215 2 Core, 1.5mm Speaker Cable | No | 200
K | Supply and install Sennheiser SEN-507538 Sennheiser EW 100 G4-835-S-B Wireless vocal set 626 - 668 MHz | No | 1
L | Supply and install Sennheiser PADDLE Active antenna | No | 2
M | Supply and install Bosch PLE-SDT Music source, USB/SD/Tuner | No | 1
N | Supply and install Dynacord C3600fdi Dynacord power amplifier | No | 1
O | Supply and install Symetrix PRISM 4x4 Processor Dante | No | 1
P | Supply and install Symetrix ARRC-2e Wall control panel | No | 1
AUDIO VISUAL
0
| Admin block GF room 1&2 |  |  | 0
A | Supply and install Prospectre PSLSPC3AS65U24 65" All in one UHD LED LCD screen | No | 2
B | Supply and Install Kramer VS44H2A HDMI Matrix switcher with audio de-embedding 4 inputs x 4 outputs | No | 1
C | Supply and Install Kramer KRATP580T HDMI RS-232 & IR over hdbaset transmitter | No | 4
D | Supply and Install Kramer KRATP580R HDMI RS-232 & IR over hdbaset receiver | No | 4
E | Supply and Install Wall mount connection pont with HDMI | No | 2
F | Supply and Install Kramer KRARC306 6 button programmable control panel | No | 2
G | Supply and Install Sennheiser SEN-507537 Sennheiser EW 100 G4-ME2-set 626 - 668 MHz | No | 2
H | Supply and Install Sennheiser SEN-507538 Sennheiser EW 100 G4-835-S-B wireless vocal set 626 - 668 MHz | No | 2
I | Supply and Install Sennheiser Active antenna | No | 2
J | Supply and Install Sennheiiser SEN-508241 Sennheiser ASA 214-UHF active antenna splitter, evolution wireless G4 | No | 1
K | Supply and Install Bosch LC@-PC30G6-8L Ceiling loudspeaker, 30W, 8", low | No | 12
0
0
0
0
| Total CABLES to Summary Page |  |  | 0 | 0
Item | Description | Unit | Qty | Rate | Amount
No. |  |  |  |  | US$ c
| BILL No. 24 |  |  | 0
0
| AUDIO VISUAL & SECURITY INSTALLATIONS |  |  | 0
| Drawing No. SADC/AV/4100 to SADC/AV/4116 |  |  | 0
| AUDIO VISUAL |  |  | 0
L | Supply and Install Dynacord C3600fdi Dynacord power amplifier | No | 1
M | Supply and Install Symetrix 80-0120 Prism 8x8 | No | 1
N | Supply and Install Symetrix 80-0154 T-5 touchscreen | No | 1
O | Supply and Install Set cabling for all connectivity | No | 1
P | Supply and Install 12U equipment rack | No | 1
Admin block GF Training room
Q | Supply and install Grandview WM-M150 CYBER-HD 150" 16:9 Ratio Cyber series motorised white screen with IR & RF control & 12V trigger, 3,320 x 1,867mm | No | 1
R | Supply and Install NEC PA653U Installation Projector, WUXGA, 6500AL, LCD, Laser Light Source | No | 1
S | Supply and Install BARCO CX30 Barco Clickshare | No | 1
T- | Supply and Install Kramer VS44H2A HDMI Matrix Switcher with Audio de-embedding 4 Inputs X 4 Outputs | No | 1
U- | Supply and Install LUMENS LUMENSVC-TR1 LUMENS AUTO TRACKING PTZ 20X OPTICAL 1080P-60 HDMI | No | 2
V | Supply and Install Kramer KRAPT2UTRKIT KRAMER USB 2.0 POC EXTENDER KIT OVER EXTENDED REAC | No | 2
A | Supply and Install KRAMER KRATP580T KRAMER HDMI BD RS-232 & IR OVER HDBASE TP TRANS | No | 3
B | Supply and Install KRAMER KRATP580R KRAMER HDMI BD RS-232 & IR OVER HDBASE TP RECEIVER | No | 3
C | Supply and Install Wall Mount connection point with HDMI | No | 1
D | Supply and Install KRAMER KRARC306 KRAMER 6 BUTTON KEYPADS WITH CONTROL PROCESSING | No | 1
E | Supply and Install Sennheiser SEN-507537 Sennheiser EW 100 G4-ME2-set 626 - 668 MHz | No | 1
F | Supply and Install Sennheiser SEN-507538 Sennheiser EW 100 G4-835-S-B Wireless vocal set 626 - 668 MHz | No | 1
G | Supply and Install Sennheiser Active antenna | No | 2
H | Supply and Install Sennheiiser SEN-508241 Sennheiser ASA 214-UHF active antenna splitter, evolution wireless G4 | No | 1
I | Supply and Install Bosch LC2-PC30G6-8L Ceiling loudspeaker, 30W, 8", low | No | 12
J | Supply and Install Dynacord C3600fdi Dynacord power amplifier | No | 1
K | Supply and Install Symetrix 80-0120 Prism 8x8 | No | 1
L | Supply and Install Symetrix 80-0154 T-5 touchscreen | No | 1
M | Supply and Install Set cabling for all connectivity | No | 1
N | Supply and Install 12U equipment rack | No | 1
0
0
0
| Total CABLES to Summary Page |  |  | 0 | 0
Item | Description | Unit | Qty | Rate | Amount
No. |  |  |  |  | US$ c
| BILL No. 24 |  |  | 0
0
| AUDIO VISUAL & SECURITY INSTALLATIONS |  |  | 0
0
| Drawing No. SADC/AV/4100 to SADC/AV/4116 |  |  | 0
| AUDIO VISUAL |  |  | 0
0
Supply and install PROSPECTRE PSLSPC3AI75U24 PROSPECTRE 75" UHD LCD SCREEN ALL-IN-ONE TOUCH
O | Admin block GF room 6 seater | No | 1
P | Admin block GF room 10 seater | No | 1
Q | Admin block 1stF room 6 seater (A) | No | 1
R | Admin block 1stF room 6 seater (B) | No | 1
S | Admin block 1stF room 6 seater (C) | No | 1
T | Admin block 1stF room 6 seater (D) | No | 1
0
Supply and install PROSPECTRE PSOPSSL630I5 PROSPECTRE OPS MOD INTEL i5 SKYLAKE EXCL WINDOWS
U | Admin block GF room 6 seater | No | 1
V | Admin block GF room 8 seater | No | 1
W | Admin block 1stF room 6 seater (A) | No | 1
X | Admin block 1stF room 6 seater (B) | No | 1
Y | Admin block 1stF room 6 seater (C) | No | 1
Z | Admin block 1stF room 6 seater (D) | No | 1
Supply and install kramer viago 2
A | Admin block GF room 6 seater | No | 1
B | Admin block GF room 10 seater | No | 1
C | Admin block 1stF room 6 seater (A) | No | 1
D | Admin block 1stF room 6 seater (B) | No | 1
E | Admin block 1stF room 6 seater (C) | No | 1
F | Admin block 1stF room 6 seater (D) | No | 1
Supply and install MHUCS10 MAXHUB ALL IN ONE UC VIDEO SOUND BAR 12MP CAMERA
G | Admin block GF room 6 seater | No | 1
H | Admin block GF room 10 seater | No | 1
I | Admin block 1stF room 6 seater (A) | No | 1
J | Admin block 1stF room 6 seater (B) | No | 1
K | Admin block 1stF room 6 seater (C) | No | 1
L | Admin block 1stF room 6 seater (D) | No | 1
Supply and install Wall Mount connection point with HDMI
M | Admin block GF room 6 seater | No | 1
0
0
| Total CABLES to Summary Page |  |  | 0 | 0
Item | Description | Unit | Qty | Rate | Amount
No. |  |  |  |  | US$ c
| BILL No. 24 |  |  | 0
| AUDIO VISUAL & SECURITY INSTALLATIONS |  |  | 0
0
| Drawing No. SADC/AV/4100 to SADC/AV/4116 |  |  | 0
AUDIO VISUAL
N | Admin block GF room 10 seater | No | 1
O | Admin block 1stF room 6 seater (A) | No | 1
P | Admin block 1stF room 6 seater (B) | No | 1
Q | Admin block 1stF room 6 seater (C) | No | 1
R | Admin block 1stF room 6 seater (D) | No | 1
Supply and install Set Cabling for all required connectivity
S | Admin block GF room 6 seater | No | 2
T | Admin block GF room 10 seater | No | 2
U | Admin block 1stF room 6 seater (A) | No | 2
V | Admin block 1stF room 6 seater (B) | No | 2
W | Admin block 1stF room 6 seater (C) | No | 2
X | Admin block 1stF room 6 seater (D) | No | 2
0
Admin block 1stF room 20 seater
A | Supply and install Prospectre PSLSPCI86UG612I5/7 PROSPECTRE 86''SCREEN 16/7 TOUCH UHD I5 PC | No | 1
B | Supply and Install Kramer VS84UT HDMI Matrix switcher with audio de-embedding 4 inputs x 4 outputs | No | 1
C | Supply and Install Lumens VC-B30U PTZ USB Camera with 74 degree(h) and 82 degree(d) viewing angle and 12x optical zoom magnification. USB 3.0 and HDMI video output interface. Wide range pan/tilt/zoom actions. Full HD 1080p signal output format with frame rate of 60fps | No | 1
D | Supply and install BARCO CX20 Barco clickshare | No | 1
E | Supply and Install KRAMER KRATP580T KRAMER HDMI BD RS-232 & IR OVER HDBASE TP TRANS | No | 4
F | Supply and Install KRAMER KRATP580R KRAMER HDMI BD RS-232 & IR OVER HDBASE TP RECEIVER | No | 4
G | Supply and Install Desktop pop up connection point with power, HDMI & Data | No | 2
H | Supply and Install HP 1930 8 port GB PoE+ Network Switch | No | 1
I | Supply and Install SYMETRIX 80-0159 Radius NX 12x8 AEC-1 | No | 1
J | Supply and Install Sennheiiser 507488 Team Connect Ceiling Mic 2 - Ceiling Array Microphone 600mm x 600mm recessed model with 28 microphone capsules, pick-up beam pattern and 93dB (A) dynamic range | No | 2
0
0
0
| Total CABLES to Summary Page |  |  | 0 | 0
Item | Description | Unit | Qty | Rate | Amount
No. |  |  |  |  | US$ c
| BILL No. 24 |  |  | 0
0
| AUDIO VISUAL & SECURITY INSTALLATIONS |  |  | 0
0
| Drawing No. SADC/AV/4100 to SADC/AV/4116 |  |  | 0
0
K | Supply and Install Sennheiser OCA-508291 Sennheiser SL CM SK Suspension Kit | No | 1
L | Supply and Install FG423-83 PS-POE-AF-TC (PoE Injector - 802.3Af Compliant) | No | 1
M | Supply and Install Bosch LC2-PC30G6-8L Ceiling loudspeaker, 30W, 8", low | No | 6
N | Supply and Install Powersoft Mezzo 322 A 2 x 80w Plenum mixer/amplifier | No | 1
O | Headend Equipment
P | Supply and install AvediaStream c1103 chassis, 3-slot, SA power cord | No | 1
Q | Supply and install AvediaStream g4415-LYNK Tvgateway blade, dual DVB-S/S2, dual CA slots, Samsung LYNK DRM encryptor | No | 2
R | Supply and install AvediaServer c1565 hardware platform 1U, 4TB RAID, 4 disk slots, hardware RAID control, SA power cord | No | 1
S | Supply and install AvediaPlayer m9305 media player, single HD AV (HDMI) out, 32GB storage, PoE (802.3af) | No | 9
T | Supply and Install AvediaPlayer IR accessory, 28 button receiver IR remote control and standard 38KHz IR extender, includes 2 batteries | No | 9
U | Supply and Install 49' 4K UHD Dynamic crystal color, non glare panel with TIZEN 4.0 including TV wall mounting bracket, TV remote and power cable with UK top plug, LG, Samsung | No | 7
A | Supply and Install 75' 4K UHD Dynamic crystal color, non glare panel with TIZEN 4.0 including TV wall mounting bracket, TV remote and power cable with UK top plug, LG, Samsung | No | 8
B | Supply and Install 85' 4K UHD Dynamic crystal color, non glare panel with TIZEN 4.0 including TV wall mounting bracket, TV remote and power cable with UK top plug, LG, Samsung | No | 1
Software
C | Supply and install AvediaServer m8365 ArtioView Software module | No | 1
D | Supply and install AvediaServer bandwidth option 220 Mbps | No | 1
E | Supply and install ArtioView Smart TV Client License, SmartTV Floating Single user license | No | 7
F | Supply and install Samsung LYNK Decryption License | No | 9
G | Supply and install ArtioSign signage client, receiver floating single user license | No | 9
Network
H | Supply and install Cat 6A cable | No | 10000
I | Supply and install installation accessories, cabinets, switches | Item | 1
J | Supply and install 12 Core HDD Single mode fibre optic cable | No | 2000
0
0
0
0
0
0
| Total CABLES to Summary Page |  |  | 0 | 0
Item | Description | Unit | Qty | Rate | Amount
No. |  |  |  |  | US$ c
| BILL No. 24 |  |  | 0
| AUDIO VISUAL & SECURITY INSTALLATIONS |  |  | 0
0
| Drawing No. SADC/AV/4100 to SADC/AV/4116 |  |  | 0
0
0
| Testing and commissioning |  |  | 0
Inspect, test, commission, submit results, offer-up for Employer verification, provide attendance during such verification, repeat failed tests and set systems to work as per Specification and Manufacturer's recommendations
K | CCTV & NETWORK | days | 1
L | BGM + EVAC | days | 1
M | Audio Visual | days | 1
N | IPTV | days | 1
Employer Training
Instruct, comprehensively explain and train Employer’s staff in the operation and maintenance of all systems, all plant and equipment. The training shall include explanation of the purpose, function, performance and normal operations of all systems, their emergency procedures, security procedures and fire drills
O | CCTV & NETWORK | days | 1
P | BGM + EVAC | days | 1
Q | Audio Visual | days | 1
R | IPTV | days | 1
0
0
0
0
0
0
0
0
0
0
0
0
0
0
0
0
0
0
0
0
0
0
| Total CABLES to Summary Page |  |  | 0 | 0
Item | Description | Unit | Qty | Rate | Amount
No. |  |  |  |  | US$ c
0
| Bill No.24 Collection |  |  | 0
0
| Total This Page |  |  | 0
| SubTotal 2 |  |  | 0 | 0
| SubTotal 3 |  |  | 0 | 0
| SubTotal 4 |  |  | 0 | 0
| SubTotal 5 |  |  | 0 | 0
| SubTotal 6 |  |  | 0 | 0
| SubTotal 7 |  |  | 0 | 0
| SubTotal 8 |  |  | 0 | 0
| SubTotal 9 |  |  | 0 | 0
| SubTotal 10 |  |  | 0 | 0
0
0
0
0
0
0
0
0
0
0
0
0
0
0
0
0
0
0
0
0
0
0
0
0
0
0
0
0
0
0
0
0
0
0
0
0
0
0
0
0
| Total AUDIO VISUAL & SECURITY to Summary Page |  |  | 0 | 0
Item | Description | Unit | Qty | Rate | Amount
No. |  |  |  |  | US$ c
0
| BILL 25 |  |  | 0
0
| PRELIMINARY AND GENERAL |  |  | 0
0
| Fixed Costs |  |  | 0
0
| The tenderer shall price the Preliminary and General items as itemised hereafter. |  |  | 0
0
| A lump sum price for all Preliminary and General items will not be acceptable and may invalidate the tender. |  |  | 0
0
A | Allow for inspection of the drawings, General Specifications, Agreement and Schedule of Conditions of Building Contract and | Item | 1 | 0
| the clauses and conditions stated therein at the offices of the main |  |  | 0
| consultants. |  |  | 0
0
B | Allow for inspection of site for thorough acquaintance with nature and extent of work to be done. | Item | 1 | 0
0
C | Allow for provision and submittal shop drawings used during | Item | 1 | 0
| construction |  |  | 0
0
D | Allow for provision and submittal at the end of the project of sepia and |  |  | 0
| electronic copies of the "As-Built" drawings including all domestic | Item | 1 | 0
| sub-contract and specialist installations and reticulation layouts and |  |  | 0
| all other salient information to required detail.(5 Copies each hard |  |  | 0
| and soft versions) |  |  | 0
0
E | Allow for the maintenance of the works for a period of twelve months | Item | 1 | 0
| from issue of the Practical Completion Certificate. |  |  | 0
0
F | Allow for attendance on testing - Botswana Power Corporation. | Item | 1 | 0
0
G | Allow for attendance on testing -Botswana Telecommunications | Item | 1 | 0
| Corporation. |  |  | 0
0
G | Allow for consultancy with Botswana Telecommunications | Item | 1 | 0
| Corporation Botswana Power Corporation on installation issues |  |  | 0
0
H | Allow for the provision of samples of receptacles, switches, isolators | Item | 1 | 0
| for approval by the Engineer prior to ordering |  |  | 0
0
H | Allow for the provision of samples of all light fittings, and hand driers | Item | 1 | 0
| for approval by the Architects and Engineer prior to ordering |  |  | 0
0
0
0
0
0
| Total This Page to Collection Page |  |  | 0
Item | Description | Unit | Qty | Rate | Amount
No. |  |  |  |  | US$ c
0
| BILL 25: PRELIMINARY & GENERAL |  |  | 0
I | Allow for testing and commissioning of LV system items including | Item | 1 | 0
| distribution boards, panels,feeder pillars, generators, minisubs, receptacles, fixed equipment etc on this installation to the engineers and clients satisfaction |  |  | 0
0
I | Allow for testing and commissioning of HV & LV Cables and HV | Item | 1 | 0
| equipment in the substation, and providing factory acceptance tests |  |  | 0
0
J | Allow for liason with the Main Contractor for laying of all internal and | Item | 1 | 0
| external electrical and telecommunications sleeves. |  |  | 0
0
L | Allow for all coordination with Civil Works, as necessary and required | Item | 1 | 0
0
M | Allow for all coordination with Building Works, as necessary and | Item | 1 | 0
| required |  |  | 0
0
N | Allow for attendance for all site and coordination meetings. | Item | 1 | 0
0
O | Allow to provide monthly progress report on plant and labour on site, | Item | 1 | 0
| programmed progress, actual progress, delays to date, etc. |  |  | 0
0
O | Project Management and Supervision | Item | 1 | 0
0
P | Site Manager | Item | 1 | 0
0
Q | Site Manager's accommodation | Item | 1 | 0
0
R | Site Manager's transport | Item | 1 | 0
0
S | Any other costs associated with the provision of the Site Manager | Item | 1 | 0
0
T | Site Engineer | Item | 1 | 0
0
U | Site Engineer's accommodation | Item | 1 | 0
0
V | Site Engineer's transport | Item | 1 | 0
0
W | Any other costs associated with the provision of the Site Engineer. | Item | 1 | 0
0
X | Installation Foreman | Item | 1 | 0
0
Y | Foreman's accommodation | Item | 1 | 0
0
Z | Foreman's transport | Item | 1 | 0
0
| Manuals |  |  | 0
AA | Provide five full sets of Operating and Maintenance Manuals for all items of equipment installed under this contract. | Item | 1 | 0
0
0
| Total This Page to Collection Page |  |  | 0
Item | Description | Unit | Qty | Rate | Amount
No. |  |  |  |  | US$ c
0
| BILL 25: PRELIMINARY & GENERAL |  |  | 0
0
| Time Variable Costs |  |  | 0
A | Allow for provision of transport, plants, small tools, steps and ladders | Item | 1 | 0
| as required including erecting, shifting and removing as necessary. |  |  | 0
0
B | Allow for receiving, unloading, checking and removing to store all | Item | 1 | 0
| material and equipment on arrival at site. |  |  | 0
0
C | The contractor shall allow for attendance of the following specialist |  |  | 0
| contractors as required in the tender specifications. |  |  | 0
| a) Telephone & Data Installations specialist | Item | 1 | 0
| b) CCTV & Audio Visual System specialist | Item | 1 | 0
| c) Standby Generator supplier specialist | Item | 1 | 0
| d) Fire Alarm Installation subcontractor | Item | 1 | 0
| e) Lift installation subcontractor | Item | 1 | 0
0
D | The contractor shall allow for the following items not included above but |  |  | 0
| considered necessary for Preliminary and General items to complete this project. |  |  | 0
0
E | Fuel | Item | 1 | 0
0
F | Administration | Item | 1 | 0
0
G | Office Overheads | Item | 1 | 0
0
H | Telephone | Item | 1 | 0
0
I | Travelling | Item | 1 | 0
0
J | Allow for any additional items that the tenderer may wish to detail. | Item | 1 | 0
0
| OTHER |  |  | 0
| Allow for other preliminary and general costs not listed above but |  |  | 0
| deemed necessary as listed below: |  |  | 0
0
A |  |  |  | 0
0
B |  |  |  | 0
0
C |  |  |  | 0
0
D |  |  |  | 0
0
| Bill No.24 Collection |  |  | 0
| Total This Page |  |  | 0
| SubTotal 2 |  |  | 0
| SubTotal 3 |  |  | 0
0
0
| Total This Page to Summary Page |  |  | 0
Item | Description | Unit | Qty | Rate | Amount
No. |  |  |  |  | US$ c
0
| SUMMARY PAGE BILL |  |  | 0
0
A | BILL 1-MAIN GUARD HOUSE | No. | 1
B | BILL 2-ADMINISTRATION BLOCK | No. | 1
C | BILL 3 - VEHICLE MAINTENANCE WORKSHOP | No. | 1
D | BILL 4 - FUEL POINT | No. | 1
E | BILL 5- KITCHEN & DINING | No. | 1
F | BILL 6- WAREHOUSE | No. | 2
G | BILL 7- 100 MEN ACCOMODATION HANGAR | No. | 1
H | BILL 8- PUMPROOM | No. | 1
I | BILL 9 SUBSTATION | No. | 1
J | BILL10 GUARD HOUSE TYPE 2 | No. | 2
K | BILL 11-STREET & SPORTS FACILITIES LIGHTING | No. | 1
L | BILL 12 UPS | No. | 1
M | BILL13 LIFT | No. | 1
N | BILL 14 HV & LV POWER EQUIPMENT | No. | 1
O | BILL15 CABLES | No. | 1
P | BILL16 AUDIO VISUAL & SECURITY | No. | 1
SUB-TOTAL
Q | BILL 17 PRELIMINARIES & GENERAL @7.5% of Total | No. | 1
R | BILL18 CONTINGENCIES @7.5% of Total | No. | 1
SUB-TOTAL
| TOTAL ELECTRICAL WORKS CARRIED TO FINAL SUMMARY |  |  |  | 0

## Schedule of Light Fittings
TYPE | REFERENCE | DESCRIPTION | WATTAGE | PRICE
A | Saxa36 Tri Proof | Surface Mounted, Aluminium Housing, Shock & Pressure Proof Polycarbonate | 36 | 914.8682 | 1.3 | 1.1 | 561.2
B | Maria 80 10W | Recessed, passive cooling, powder coated aluminium housed downlighter | 10 | 429.3947 | 1.3 | 1.1 | 263.4
C | Ariana 64W | Surface Mounted (SM) Low Bay 64W | 64 | 3446.7156 | 1.3 | 1.1 | 2114.29
D | Aegeon 170 20W | Round Diffused 170 LED Downlighter, powder coated aluminium downlighter | 20 | 515.8442 | 1.3 | 1.1 | 316.43
E | Thermisto HP 40R | Reccessed extruded aluminium 600MM linear LED light | 26 | 2689.83 | 1.3 | 1.1 | 1650
F | Theia-R 30-40 600X600 | Reccessed, surface or suspended 600x600 panel with opal diffuser | 30 | 853.9477 | 1.3 | 1.1 | 523.83
G | Saturn 80 40 15W | Surface mounted bulkhead, aluminium body, acryllic diffuser, anti-corrosive powder coating | 15 | 1082.9256 | 1.3 | 1.1 | 664.29
H | Aemelia 220 18W | Ø220mm x 19mm surface nounted downlighter with powder coated aluminium | 18 | 397.997 | 1.3 | 1.1 | 244.14
I | Chadd-64 | Explosion proof, Injection molded polycarbonate body, lens with internal prism | 64 | 5588.7658 | 1.3 | 1.1 | 3428.27
J | EDO36W | Vandal-proof powder coated stainless steel body, clear polycarbonate lens | 36 | 3234.6591 | 1.3 | 1.1 | 1984.21
K | LF100 1700 LED | Surface mounted linear LED fitting with 45,90 and 180 degree connectors, 1700x100x88mm | 42 | 6228.9942 | 1.3 | 1.1 | 3821
L
M | Lon | 1500 Lm surface mounted luminaire, ABS & PC Body, PC diffuser | 12 | 1044.2246 | 1.3 | 1.1 | 640.55
O | BEKA LEDBAY | Type U:LED lowbay/highbay with Marine grade high-pressure die-cast aluminium body & high impact polycarbonate protector | 132 | 1800
P | BEKA LED FLOOD | 265 Watt , IP66, with Acryllic PMMA optic, Marine grade aluminium housing and High-impact clear glass protector | 150 | 4890.6
Q | BEKA OMNISTAR 451W | 451W, IP88, 5700K (Cool white 757) Flood light, high pressure die cast aluminium body, e-coated, High Impact Clear Glass protector | 451 | 39124.8 | 1.3 | 1.1 | 24000
R | BEKA OMNISTAR 321W | 321W, IP88, 5700K (Cool white 757) Flood light, high pressure die cast aluminium body, e-coated, High Impact Clear Glass protector | 321 | 31136.82 | 1.3 | 1.1 | 19100
S | Tucana | 12V NiMH Battery Solar street light, MonoCrystalline 50Wp, 1600-2800Lm, ABS PPMA Casing Aluminium | 25 Max | 26001.69 | 1.3 | 1.1 | 15950
U | Beka Series 20 | High pressure die cast aluminium base, high impact acryllic diffuser IP65 LED bulkhead | 17 | 1141.14 | 1.3 | 1.1 | 700
V | Spazio 4650.02 LED Exit Sign | Self-contained LED single-sided, surface-mount, 3 Hours emmergency duration | 17 | 1956.24 | 1.3 | 1.1 | 1200
W | Pictor Area | 24V NiMH Battery Solar street light, MonoCrystalline 80Wp, 1600-2800Lm, ABS PPMA Casing Aluminium | 50 Max | 38498.8032 | 1.3 | 1.1 | 23616
X | Eurolux T591B | LED Desk Lamp 7w SMD Gooseneck 4000K |  | 9066.4225 | 1.3 | 1.1 | 5561.54
x

## Sheet1
Type-A luminaire -Surface Mounted, Aluminium Housing, Shock &
Pressure Proof Polycarbonate
Type-B luminaire -Recessed, passive cooling, powder coated aluminium housed downlighter
Type C Luminaire-Surface Mounted (SM) Low Bay 64W
Type-D luminaire -Round Diffused 170 LED Downlighter, powder
coated aluminium downlighter
Type-E luminaire -Reccessed extruded aluminium 600MM linear LED light
Type-F luminaire -Reccessed, surface or suspended 600x600 panel
with opal diffuser
Type-G luminire-Surface mounted bulkhead, aluminium body, acryllic
diffuser, anti-corrosive powder coating
Type-H luminire-Ø220mm x 19mm surface nounted downlighter with
powder coated aluminium
Type-I luminaire -Explosion proof, Injection molded polycarbonate
body, lens with internal prism
Type-J luminire-Vandal-proof powder coated stainless steel body, clear
polycarbonate lens
Type-K luminire-Surface mounted linear LED fitting with 45,90 and 180
degree connectors, 1700x100x88mm
Type-L luminire-Powder Coated, Aluminium Alloy Body LED highbay
120Deg. angle, waterproofing gasket
Type-M luminire-1500 Lm surface mounted luminaire, ABS & PC Body,
PC diffuser
Type-O luminire-Type U:LED lowbay/highbay with Marine grade high-r
pressure die-cast aluminium body & high impact polycarbonate
protector
Type-U luminire-High pressure die cast aluminium base, high impact
acryllic diffuser IP65 LED bulkhead